## Update notes
Version 1.2: | As of August 2022, the following changes were made to the version 1.1 excel file:
1 | - incorrect cell references in the calculation for BoM (for lifetime) were corrected (specifically in cells C7 to C15)
2 | - the term "total cost" was changed to "normalised cost" in cells G9 and I9 of the BoM (for lifetime) worksheet, since results were actually normalised.
3 | - the term "total cost" was changed to "normalised cost" in cells G9 and I9 of the BoM (for construction) worksheet, since results were actually normalised.
4 | - a new column (now colum Z) was inserted in the BoQ input worksheet to allow for the proper rounding up of replacement factors to the nearest integer. Consequently, estimates of BoM for lifetime will be more realistic.
5 | - in both the BoM (for construction) and the BoM (for lifetime) worksheets have a new normalised metric as well in cells G11-12, where normalised results are expressed in kg/m2. This allows for a normalised result to always be obtained, even when cost data is not inserted.

## BoQ input
[47 empty] | Drop down lists, named ranges, do not modify |  |  | Drop down lists in hierarchical order
Bill of quantities organised by the main building parts and elements Fictive entries have been added below for illustration purposes, please delete any information in the green or yellow cells before starting | [7 empty] | Building floor area (m2) |  | 2500 | Bill of Materials by material type (% weight). Enter the approximate % split by material according to the options below (especially important if intending to report on indicator 2.2, construction and demolition waste). Note: If using LCA software, the split of materials in the EPD or chosen LCI inventory may be adapted to the options below. | [10 empty] | Assumed building life (yrs) | 60 | Rounded up requirement factor over building factor | Weight of materials needed over lifetime | Simplified like for like cost of materials needed over lifetime | Automatically calculated Bill of Quantities / Materials (in kg) (for construction) | [9 empty] | Automatically calculated Bill of Quantities / Materials (in kg) (for planned building lifetime) | [9 empty] | Shell | Foundations_substructure | Piles | Shell | Foundations (substructure) | Piles
Tier 1 building element | Tier 2 building element | Tier 3 building element | Optional further description of the product/material being purchased | Bill of Quantities (number of units) | Unit | Conversion factor (kg/unit) | TOTAL (kg) | Cost €/unit | Cost €/kg | TOTAL cost € | Concrete, brick, tile, ceramic etc. | Wood | Glass | Plastic | Bituminous mixtures | Metals | Insulation materials | Gypsum | Mixed | Electrical and Electronic Equipment | Total % (should be 100%) | Assumed lifetime of product/ material (years) | Normalised requirement factor over building lifetime |  |  |  | Concrete, brick, tile, ceramic etc. | Wood | Glass | Plastic | Bituminous mixtures | Metals | Insulation materials | Gypsum | Mixed | Electrical and Electronic Equipment | Concrete, brick, tile, ceramic etc. | Wood | Glass | Plastic | Bituminous mixtures | Metals | Insulation materials | Gypsum | Mixed | Electrical and Electronic Equipment | Core | Loadbearing_structural_frame | Basements |  |  | Basements
[47 empty] | External_works | Non_loadbearing_elements | Retaining walls |  |  | Retaining walls
Shell | Foundations_substructure | Piles | Reinforced concrete pile foundations with rebar at 130kg/m3 | 100 | m3 | 2600 | 260000 | 150 | 0.057692 | 15000 | 95% |  |  |  |  | 5% |  |  |  |  | 100% | 75 | 0.8 | 1 | 260000 | 15000 | 247000 | 0 | 0 | 0 | 0 | 13000 | 0 | 0 | 0 | 0 | 247000 | 0 | 0 | 0 | 0 | 13000 | 0 | 0 | 0 | 0 |  | Facades | Frame (beams, columns and slabs) |  | Loadbearing structural frame | Frame (beams, columns and slabs)
Shell | Foundations_substructure | Basements | Concrete basement floor (0.3 x 150m2) with rebar at 120kg/m3 | 55 | m3 | 2400 | 132000 | 135 | 0.05625 | 7425 | 95% |  |  |  |  | 5% |  |  |  |  | 100% | 75 | 0.8 | 1 | 132000 | 7425 | 125400 | 0 | 0 | 0 | 0 | 6600 | 0 | 0 | 0 | 0 | 125400 | 0 | 0 | 0 | 0 | 6600 | 0 | 0 | 0 | 0 |  | Roof | Upper floors |  |  | Upper floors
Shell | Foundations_substructure | Basements | Ceramic tiled basement surface | 150 | m2 | 20 | 3000 | 15 | 0.75 | 2250 | 100% | [9 empty] | 100% | 50 | 1.2 | 2 | 6000 | 4500 | 3000 | 0 | 0 | 0 | 0 | 0 | 0 | 0 | 0 | 0 | 6000 | 0 | 0 | 0 | 0 | 0 | 0 | 0 | 0 | 0 |  | Parking_facilities | External walls |  |  | External walls
Shell | Foundations_substructure | Retaining walls | Reinforced concrete retaining walls with rebar at 120kg/m3 | 160 | m3 | 2400 | 384000 | 120 | 0.05 | 19200 | 95% |  |  |  |  | 5% |  |  |  |  | 100% | 75 | 0.8 | 1 | 384000 | 19200 | 364800 | 0 | 0 | 0 | 0 | 19200 | 0 | 0 | 0 | 0 | 364800 | 0 | 0 | 0 | 0 | 19200 | 0 | 0 | 0 | 0 |  | Fittings_and_furnishings | Balconies |  |  | Balconies
Shell | Loadbearing_structural_frame | Frame (beams, columns and slabs) | Reinforced concrete slabs and columns with rebar at 120kg/m3 | 900 | m3 | 2400 | 2160000 | 125 | 0.052083 | 112500 | 95% |  |  |  |  | 5% |  |  |  |  | 100% | 50 | 1.2 | 2 | 4320000 | 225000 | 2052000 | 0 | 0 | 0 | 0 | 108000 | 0 | 0 | 0 | 0 | 4104000 | 0 | 0 | 0 | 0 | 216000 | 0 | 0 | 0 | 0 |  | In_built_lighting_system | Ground floor slab |  | Non-load bearing elements | Ground floor slab
Shell | Loadbearing_structural_frame | Upper floors | Pretensioned hollow-core concrete slabs produced offsite (20m x 1.2m x 0.3m) | 50 | pieces | 5600 | 280000 | 175 | 0.03125 | 8750 | 80% |  |  |  |  | 20% |  |  |  |  | 100% | 50 | 1.2 | 2 | 560000 | 17500 | 224000 | 0 | 0 | 0 | 0 | 56000 | 0 | 0 | 0 | 0 | 448000 | 0 | 0 | 0 | 0 | 112000 | 0 | 0 | 0 | 0 |  | Energy_system | Internal walls, partitions and doors |  |  | Internal walls, partitions and doors
Shell | Facades | External wall systems, cladding and shading devices | Full length glass curtain walling on an aluminium frame | 3000 | m2 | 22 | 66000 | 80 | 3.6364 | 240000 |  |  | 97% |  |  | 3% |  |  |  |  | 100% | 30 | 2 | 2 | 132000 | 480000 | 0 | 0 | 64020 | 0 | 0 | 1980 | 0 | 0 | 0 | 0 | 0 | 0 | 128040 | 0 | 0 | 3960 | 0 | 0 | 0 | 0 |  | Ventilation_system | Stairs and ramps |  |  | Stairs and ramps
Core | Fittings_and_furnishings | Floor coverings and finishes | Laminate flooring with foamed plastic underlay | 2500 | m2 | 7.5 | 18750 | 12 | 1.6 | 30000 |  | 95% |  | 5% | [6 empty] | 100% | 15 | 4 | 4 | 75000 | 120000 | 0 | 17812.5 | 0 | 937.5 | 0 | 0 | 0 | 0 | 0 | 0 | 0 | 71250 | 0 | 3750 | 0 | 0 | 0 | 0 | 0 | 0 |  | Sanitary_systems | External wall systems, cladding and shading devices |  | Facades | External wall systems, cladding and shading devices
Core | [6 empty] | 0 |  | #DIV/0! | 0 | [10 empty] | 0% |  | 0 | 0 | 0 | 0 | 0 | 0 | 0 | 0 | 0 | 0 | 0 | 0 | 0 | 0 | 0 | 0 | 0 | 0 | 0 | 0 | 0 | 0 | 0 | 0 |  | Other_systems | Façade openings (including windows and external doors) |  |  | Façade openings (including windows and external doors)
Core | Energy_system | Cooling plant and distribution |  |  |  |  | 0 |  | #DIV/0! | 0 | [10 empty] | 0% |  | 0 | 0 | 0 | 0 | 0 | 0 | 0 | 0 | 0 | 0 | 0 | 0 | 0 | 0 | 0 | 0 | 0 | 0 | 0 | 0 | 0 | 0 | 0 | 0 |  | Utilities | External paints, coatings and renders |  |  | External paints, coatings and renders
[7 empty] | 0 |  | #DIV/0! | 0 | [10 empty] | 0% |  | 0 | 0 | 0 | 0 | 0 | 0 | 0 | 0 | 0 | 0 | 0 | 0 | 0 | 0 | 0 | 0 | 0 | 0 | 0 | 0 | 0 | 0 | 0 | 0 |  | Landscaping | Structure |  | Roof | Structure
Shell | hgh | [5 empty] | 0 |  | #DIV/0! | 0 | [10 empty] | 0% |  | 0 | 0 | 0 | 0 | 0 | 0 | 0 | 0 | 0 | 0 | 0 | 0 | 0 | 0 | 0 | 0 | 0 | 0 | 0 | 0 | 0 | 0 | 0 | 0 |  |  | Weatherproofing |  |  | Weatherproofing
[7 empty] | 0 |  | #DIV/0! | 0 | [10 empty] | 0% |  | 0 | 0 | 0 | 0 | 0 | 0 | 0 | 0 | 0 | 0 | 0 | 0 | 0 | 0 | 0 | 0 | 0 | 0 | 0 | 0 | 0 | 0 | 0 | 0 |  |  | Above ground and underground (within the curtilage of the building and servicing the building occupiers) |  | Parking facilities | Above ground and underground (within the curtilage of the building and servicing the building occupiers)
[7 empty] | 0 |  | #DIV/0! | 0 | [10 empty] | 0% |  | 0 | 0 | 0 | 0 | 0 | 0 | 0 | 0 | 0 | 0 | 0 | 0 | 0 | 0 | 0 | 0 | 0 | 0 | 0 | 0 | 0 | 0 | 0 | 0 |  |  | Sanitary fittings | Core | Fittings and furnishings | Sanitary fittings
[7 empty] | 0 |  | #DIV/0! | 0 | [10 empty] | 0% |  | 0 | 0 | 0 | 0 | 0 | 0 | 0 | 0 | 0 | 0 | 0 | 0 | 0 | 0 | 0 | 0 | 0 | 0 | 0 | 0 | 0 | 0 | 0 | 0 |  |  | Cupboards, wardbrobes and worktops (where provided in residential property) |  |  | Cupboards, wardbrobes and worktops (where provided in residential property)
[7 empty] | 0 |  | #DIV/0! | 0 | [10 empty] | 0% |  | 0 | 0 | 0 | 0 | 0 | 0 | 0 | 0 | 0 | 0 | 0 | 0 | 0 | 0 | 0 | 0 | 0 | 0 | 0 | 0 | 0 | 0 | 0 | 0 |  |  | Ceilings |  |  | Ceilings
[7 empty] | 0 |  | #DIV/0! | 0 | [10 empty] | 0% |  | 0 | 0 | 0 | 0 | 0 | 0 | 0 | 0 | 0 | 0 | 0 | 0 | 0 | 0 | 0 | 0 | 0 | 0 | 0 | 0 | 0 | 0 | 0 | 0 |  |  | Wall and ceiling finishes |  |  | Wall and ceiling finishes
[7 empty] | 0 |  | #DIV/0! | 0 | [10 empty] | 0% |  | 0 | 0 | 0 | 0 | 0 | 0 | 0 | 0 | 0 | 0 | 0 | 0 | 0 | 0 | 0 | 0 | 0 | 0 | 0 | 0 | 0 | 0 | 0 | 0 |  |  | Floor coverings and finishes |  |  | Floor coverings and finishes
[7 empty] | 0 |  | #DIV/0! | 0 | [10 empty] | 0% |  | 0 | 0 | 0 | 0 | 0 | 0 | 0 | 0 | 0 | 0 | 0 | 0 | 0 | 0 | 0 | 0 | 0 | 0 | 0 | 0 | 0 | 0 | 0 | 0 |  |  | Light fittings |  | In_built lighting system | Light fittings
[7 empty] | 0 |  | #DIV/0! | 0 | [10 empty] | 0% |  | 0 | 0 | 0 | 0 | 0 | 0 | 0 | 0 | 0 | 0 | 0 | 0 | 0 | 0 | 0 | 0 | 0 | 0 | 0 | 0 | 0 | 0 | 0 | 0 |  |  | Control systems and sensors |  |  | Control systems and sensors
[7 empty] | 0 |  | #DIV/0! | 0 | [10 empty] | 0% |  | 0 | 0 | 0 | 0 | 0 | 0 | 0 | 0 | 0 | 0 | 0 | 0 | 0 | 0 | 0 | 0 | 0 | 0 | 0 | 0 | 0 | 0 | 0 | 0 |  |  | Heating plant and distribution |  | Energy system | Heating plant and distribution
[7 empty] | 0 |  | #DIV/0! | 0 | [10 empty] | 0% |  | 0 | 0 | 0 | 0 | 0 | 0 | 0 | 0 | 0 | 0 | 0 | 0 | 0 | 0 | 0 | 0 | 0 | 0 | 0 | 0 | 0 | 0 | 0 | 0 |  |  | Cooling plant and distribution |  |  | Cooling plant and distribution
[7 empty] | 0 |  | #DIV/0! | 0 | [10 empty] | 0% |  | 0 | 0 | 0 | 0 | 0 | 0 | 0 | 0 | 0 | 0 | 0 | 0 | 0 | 0 | 0 | 0 | 0 | 0 | 0 | 0 | 0 | 0 | 0 | 0 |  |  | Electricity generation and distribution |  |  | Electricity generation and distribution
[7 empty] | 0 |  | #DIV/0! | 0 | [10 empty] | 0% |  | 0 | 0 | 0 | 0 | 0 | 0 | 0 | 0 | 0 | 0 | 0 | 0 | 0 | 0 | 0 | 0 | 0 | 0 | 0 | 0 | 0 | 0 | 0 | 0 |  |  | Air handling units |  | Ventilation system | Air handling units
[7 empty] | 0 |  | #DIV/0! | 0 | [10 empty] | 0% |  | 0 | 0 | 0 | 0 | 0 | 0 | 0 | 0 | 0 | 0 | 0 | 0 | 0 | 0 | 0 | 0 | 0 | 0 | 0 | 0 | 0 | 0 | 0 | 0 |  |  | Ductwork and distribution |  |  | Ductwork and distribution
[7 empty] | 0 |  | #DIV/0! | 0 | [10 empty] | 0% |  | 0 | 0 | 0 | 0 | 0 | 0 | 0 | 0 | 0 | 0 | 0 | 0 | 0 | 0 | 0 | 0 | 0 | 0 | 0 | 0 | 0 | 0 | 0 | 0 |  |  | Cold water distribution |  | Sanitary systems | Cold water distribution
[7 empty] | 0 |  | #DIV/0! | 0 | [10 empty] | 0% |  | 0 | 0 | 0 | 0 | 0 | 0 | 0 | 0 | 0 | 0 | 0 | 0 | 0 | 0 | 0 | 0 | 0 | 0 | 0 | 0 | 0 | 0 | 0 | 0 |  |  | Hot water distribution |  |  | Hot water distribution
[7 empty] | 0 |  | #DIV/0! | 0 | [10 empty] | 0% |  | 0 | 0 | 0 | 0 | 0 | 0 | 0 | 0 | 0 | 0 | 0 | 0 | 0 | 0 | 0 | 0 | 0 | 0 | 0 | 0 | 0 | 0 | 0 | 0 |  |  | Water treatment systems |  |  | Water treatment systems
[7 empty] | 0 |  | #DIV/0! | 0 | [10 empty] | 0% |  | 0 | 0 | 0 | 0 | 0 | 0 | 0 | 0 | 0 | 0 | 0 | 0 | 0 | 0 | 0 | 0 | 0 | 0 | 0 | 0 | 0 | 0 | 0 | 0 |  |  | Drainage system |  |  | Drainage system
[7 empty] | 0 |  | #DIV/0! | 0 | [10 empty] | 0% |  | 0 | 0 | 0 | 0 | 0 | 0 | 0 | 0 | 0 | 0 | 0 | 0 | 0 | 0 | 0 | 0 | 0 | 0 | 0 | 0 | 0 | 0 | 0 | 0 |  |  | Lifts and escalators |  | Other systems | Lifts and escalators
[7 empty] | 0 |  | #DIV/0! | 0 | [10 empty] | 0% |  | 0 | 0 | 0 | 0 | 0 | 0 | 0 | 0 | 0 | 0 | 0 | 0 | 0 | 0 | 0 | 0 | 0 | 0 | 0 | 0 | 0 | 0 | 0 | 0 |  |  | Firefighting installations |  |  | Firefighting installations
[7 empty] | 0 |  | #DIV/0! | 0 | [10 empty] | 0% |  | 0 | 0 | 0 | 0 | 0 | 0 | 0 | 0 | 0 | 0 | 0 | 0 | 0 | 0 | 0 | 0 | 0 | 0 | 0 | 0 | 0 | 0 | 0 | 0 |  |  | Communication and security installations |  |  | Communication and security installations
[7 empty] | 0 |  | #DIV/0! | 0 | [10 empty] | 0% |  | 0 | 0 | 0 | 0 | 0 | 0 | 0 | 0 | 0 | 0 | 0 | 0 | 0 | 0 | 0 | 0 | 0 | 0 | 0 | 0 | 0 | 0 | 0 | 0 |  |  | Telecoms and data installations |  |  | Telecoms and data installations
[7 empty] | 0 |  | #DIV/0! | 0 | [10 empty] | 0% |  | 0 | 0 | 0 | 0 | 0 | 0 | 0 | 0 | 0 | 0 | 0 | 0 | 0 | 0 | 0 | 0 | 0 | 0 | 0 | 0 | 0 | 0 | 0 | 0 |  |  | Connections and diversions | External works | Utilities | Connections and diversions
[7 empty] | 0 |  | #DIV/0! | 0 | [10 empty] | 0% |  | 0 | 0 | 0 | 0 | 0 | 0 | 0 | 0 | 0 | 0 | 0 | 0 | 0 | 0 | 0 | 0 | 0 | 0 | 0 | 0 | 0 | 0 | 0 | 0 |  |  | Substations and equipment |  |  | Substations and equipment
[7 empty] | 0 |  | #DIV/0! | 0 | [10 empty] | 0% |  | 0 | 0 | 0 | 0 | 0 | 0 | 0 | 0 | 0 | 0 | 0 | 0 | 0 | 0 | 0 | 0 | 0 | 0 | 0 | 0 | 0 | 0 | 0 | 0 |  |  | Paving and other hard surfacing |  | Landscaping | Paving and other hard surfacing
[7 empty] | 0 |  | #DIV/0! | 0 | [10 empty] | 0% |  | 0 | 0 | 0 | 0 | 0 | 0 | 0 | 0 | 0 | 0 | 0 | 0 | 0 | 0 | 0 | 0 | 0 | 0 | 0 | 0 | 0 | 0 | 0 | 0 |  |  | Fencing, railings and walls |  |  | Fencing, railings and walls
[7 empty] | 0 |  | #DIV/0! | 0 | [10 empty] | 0% |  | 0 | 0 | 0 | 0 | 0 | 0 | 0 | 0 | 0 | 0 | 0 | 0 | 0 | 0 | 0 | 0 | 0 | 0 | 0 | 0 | 0 | 0 | 0 | 0 |  |  | Drainage system |  |  | Drainage system
[7 empty] | 0 |  | #DIV/0! | 0 | [10 empty] | 0% |  | 0 | 0 | 0 | 0 | 0 | 0 | 0 | 0 | 0 | 0 | 0 | 0 | 0 | 0 | 0 | 0 | 0 | 0 | 0 | 0 | 0 | 0 | 0 | 0
[7 empty] | 0 |  | #DIV/0! | 0 | [10 empty] | 0% |  | 0 | 0 | 0 | 0 | 0 | 0 | 0 | 0 | 0 | 0 | 0 | 0 | 0 | 0 | 0 | 0 | 0 | 0 | 0 | 0 | 0 | 0 | 0 | 0
[7 empty] | 0 |  | #DIV/0! | 0 | [10 empty] | 0% |  | 0 | 0 | 0 | 0 | 0 | 0 | 0 | 0 | 0 | 0 | 0 | 0 | 0 | 0 | 0 | 0 | 0 | 0 | 0 | 0 | 0 | 0 | 0 | 0
[7 empty] | 0 |  | #DIV/0! | 0 | [10 empty] | 0% |  | 0 | 0 | 0 | 0 | 0 | 0 | 0 | 0 | 0 | 0 | 0 | 0 | 0 | 0 | 0 | 0 | 0 | 0 | 0 | 0 | 0 | 0 | 0 | 0
[7 empty] | 0 |  | #DIV/0! | 0 | [10 empty] | 0% |  | 0 | 0 | 0 | 0 | 0 | 0 | 0 | 0 | 0 | 0 | 0 | 0 | 0 | 0 | 0 | 0 | 0 | 0 | 0 | 0 | 0 | 0 | 0 | 0
[7 empty] | 0 |  | #DIV/0! | 0 | [10 empty] | 0% |  | 0 | 0 | 0 | 0 | 0 | 0 | 0 | 0 | 0 | 0 | 0 | 0 | 0 | 0 | 0 | 0 | 0 | 0 | 0 | 0 | 0 | 0 | 0 | 0
[7 empty] | 0 |  | #DIV/0! | 0 | [10 empty] | 0% |  | 0 | 0 | 0 | 0 | 0 | 0 | 0 | 0 | 0 | 0 | 0 | 0 | 0 | 0 | 0 | 0 | 0 | 0 | 0 | 0 | 0 | 0 | 0 | 0
[7 empty] | 0 |  | #DIV/0! | 0 | [10 empty] | 0% |  | 0 | 0 | 0 | 0 | 0 | 0 | 0 | 0 | 0 | 0 | 0 | 0 | 0 | 0 | 0 | 0 | 0 | 0 | 0 | 0 | 0 | 0 | 0 | 0
[7 empty] | 0 |  | #DIV/0! | 0 | [10 empty] | 0% |  | 0 | 0 | 0 | 0 | 0 | 0 | 0 | 0 | 0 | 0 | 0 | 0 | 0 | 0 | 0 | 0 | 0 | 0 | 0 | 0 | 0 | 0 | 0 | 0
[7 empty] | 0 |  | #DIV/0! | 0 | [10 empty] | 0% |  | 0 | 0 | 0 | 0 | 0 | 0 | 0 | 0 | 0 | 0 | 0 | 0 | 0 | 0 | 0 | 0 | 0 | 0 | 0 | 0 | 0 | 0 | 0 | 0
[7 empty] | 0 |  | #DIV/0! | 0 | [10 empty] | 0% |  | 0 | 0 | 0 | 0 | 0 | 0 | 0 | 0 | 0 | 0 | 0 | 0 | 0 | 0 | 0 | 0 | 0 | 0 | 0 | 0 | 0 | 0 | 0 | 0
[7 empty] | 0 |  | #DIV/0! | 0 | [10 empty] | 0% |  | 0 | 0 | 0 | 0 | 0 | 0 | 0 | 0 | 0 | 0 | 0 | 0 | 0 | 0 | 0 | 0 | 0 | 0 | 0 | 0 | 0 | 0 | 0 | 0
[7 empty] | 0 |  | #DIV/0! | 0 | [10 empty] | 0% |  | 0 | 0 | 0 | 0 | 0 | 0 | 0 | 0 | 0 | 0 | 0 | 0 | 0 | 0 | 0 | 0 | 0 | 0 | 0 | 0 | 0 | 0 | 0 | 0
[7 empty] | 0 |  | #DIV/0! | 0 | [10 empty] | 0% |  | 0 | 0 | 0 | 0 | 0 | 0 | 0 | 0 | 0 | 0 | 0 | 0 | 0 | 0 | 0 | 0 | 0 | 0 | 0 | 0 | 0 | 0 | 0 | 0
[7 empty] | 0 |  | #DIV/0! | 0 | [10 empty] | 0% |  | 0 | 0 | 0 | 0 | 0 | 0 | 0 | 0 | 0 | 0 | 0 | 0 | 0 | 0 | 0 | 0 | 0 | 0 | 0 | 0 | 0 | 0 | 0 | 0
[7 empty] | 0 |  | #DIV/0! | 0 | [10 empty] | 0% |  | 0 | 0 | 0 | 0 | 0 | 0 | 0 | 0 | 0 | 0 | 0 | 0 | 0 | 0 | 0 | 0 | 0 | 0 | 0 | 0 | 0 | 0 | 0 | 0
[7 empty] | 0 |  | #DIV/0! | 0 | [10 empty] | 0% |  | 0 | 0 | 0 | 0 | 0 | 0 | 0 | 0 | 0 | 0 | 0 | 0 | 0 | 0 | 0 | 0 | 0 | 0 | 0 | 0 | 0 | 0 | 0 | 0
[7 empty] | 0 |  | #DIV/0! | 0 | [10 empty] | 0% |  | 0 | 0 | 0 | 0 | 0 | 0 | 0 | 0 | 0 | 0 | 0 | 0 | 0 | 0 | 0 | 0 | 0 | 0 | 0 | 0 | 0 | 0 | 0 | 0
[7 empty] | 0 |  | #DIV/0! | 0 | [10 empty] | 0% |  | 0 | 0 | 0 | 0 | 0 | 0 | 0 | 0 | 0 | 0 | 0 | 0 | 0 | 0 | 0 | 0 | 0 | 0 | 0 | 0 | 0 | 0 | 0 | 0
[7 empty] | 0 |  | #DIV/0! | 0 | [10 empty] | 0% |  | 0 | 0 | 0 | 0 | 0 | 0 | 0 | 0 | 0 | 0 | 0 | 0 | 0 | 0 | 0 | 0 | 0 | 0 | 0 | 0 | 0 | 0 | 0 | 0
[7 empty] | 0 |  | #DIV/0! | 0 | [10 empty] | 0% |  | 0 | 0 | 0 | 0 | 0 | 0 | 0 | 0 | 0 | 0 | 0 | 0 | 0 | 0 | 0 | 0 | 0 | 0 | 0 | 0 | 0 | 0 | 0 | 0
[7 empty] | 0 |  | #DIV/0! | 0 | [10 empty] | 0% |  | 0 | 0 | 0 | 0 | 0 | 0 | 0 | 0 | 0 | 0 | 0 | 0 | 0 | 0 | 0 | 0 | 0 | 0 | 0 | 0 | 0 | 0 | 0 | 0
[7 empty] | 0 |  | #DIV/0! | 0 | [10 empty] | 0% |  | 0 | 0 | 0 | 0 | 0 | 0 | 0 | 0 | 0 | 0 | 0 | 0 | 0 | 0 | 0 | 0 | 0 | 0 | 0 | 0 | 0 | 0 | 0 | 0
[7 empty] | 0 |  | #DIV/0! | 0 | [10 empty] | 0% |  | 0 | 0 | 0 | 0 | 0 | 0 | 0 | 0 | 0 | 0 | 0 | 0 | 0 | 0 | 0 | 0 | 0 | 0 | 0 | 0 | 0 | 0 | 0 | 0
[7 empty] | 0 |  | #DIV/0! | 0 | [10 empty] | 0% |  | 0 | 0 | 0 | 0 | 0 | 0 | 0 | 0 | 0 | 0 | 0 | 0 | 0 | 0 | 0 | 0 | 0 | 0 | 0 | 0 | 0 | 0 | 0 | 0
[7 empty] | 0 |  | #DIV/0! | 0 | [10 empty] | 0% |  | 0 | 0 | 0 | 0 | 0 | 0 | 0 | 0 | 0 | 0 | 0 | 0 | 0 | 0 | 0 | 0 | 0 | 0 | 0 | 0 | 0 | 0 | 0 | 0
[7 empty] | 0 |  | #DIV/0! | 0 | [10 empty] | 0% |  | 0 | 0 | 0 | 0 | 0 | 0 | 0 | 0 | 0 | 0 | 0 | 0 | 0 | 0 | 0 | 0 | 0 | 0 | 0 | 0 | 0 | 0 | 0 | 0
[7 empty] | 0 |  | #DIV/0! | 0 | [10 empty] | 0% |  | 0 | 0 | 0 | 0 | 0 | 0 | 0 | 0 | 0 | 0 | 0 | 0 | 0 | 0 | 0 | 0 | 0 | 0 | 0 | 0 | 0 | 0 | 0 | 0
[7 empty] | 0 |  | #DIV/0! | 0 | [10 empty] | 0% |  | 0 | 0 | 0 | 0 | 0 | 0 | 0 | 0 | 0 | 0 | 0 | 0 | 0 | 0 | 0 | 0 | 0 | 0 | 0 | 0 | 0 | 0 | 0 | 0
[7 empty] | 0 |  | #DIV/0! | 0 | [10 empty] | 0% |  | 0 | 0 | 0 | 0 | 0 | 0 | 0 | 0 | 0 | 0 | 0 | 0 | 0 | 0 | 0 | 0 | 0 | 0 | 0 | 0 | 0 | 0 | 0 | 0
[7 empty] | 0 |  | #DIV/0! | 0 | [10 empty] | 0% |  | 0 | 0 | 0 | 0 | 0 | 0 | 0 | 0 | 0 | 0 | 0 | 0 | 0 | 0 | 0 | 0 | 0 | 0 | 0 | 0 | 0 | 0 | 0 | 0
[7 empty] | 0 |  | #DIV/0! | 0 | [10 empty] | 0% |  | 0 | 0 | 0 | 0 | 0 | 0 | 0 | 0 | 0 | 0 | 0 | 0 | 0 | 0 | 0 | 0 | 0 | 0 | 0 | 0 | 0 | 0 | 0 | 0
[7 empty] | 0 |  | #DIV/0! | 0 | [10 empty] | 0% |  | 0 | 0 | 0 | 0 | 0 | 0 | 0 | 0 | 0 | 0 | 0 | 0 | 0 | 0 | 0 | 0 | 0 | 0 | 0 | 0 | 0 | 0 | 0 | 0
[7 empty] | 0 |  | #DIV/0! | 0 | [10 empty] | 0% |  | 0 | 0 | 0 | 0 | 0 | 0 | 0 | 0 | 0 | 0 | 0 | 0 | 0 | 0 | 0 | 0 | 0 | 0 | 0 | 0 | 0 | 0 | 0 | 0
[7 empty] | 0 |  | #DIV/0! | 0 | [10 empty] | 0% |  | 0 | 0 | 0 | 0 | 0 | 0 | 0 | 0 | 0 | 0 | 0 | 0 | 0 | 0 | 0 | 0 | 0 | 0 | 0 | 0 | 0 | 0 | 0 | 0
[7 empty] | 0 |  | #DIV/0! | 0 | [10 empty] | 0% |  | 0 | 0 | 0 | 0 | 0 | 0 | 0 | 0 | 0 | 0 | 0 | 0 | 0 | 0 | 0 | 0 | 0 | 0 | 0 | 0 | 0 | 0 | 0 | 0
[7 empty] | 0 |  | #DIV/0! | 0 | [10 empty] | 0% |  | 0 | 0 | 0 | 0 | 0 | 0 | 0 | 0 | 0 | 0 | 0 | 0 | 0 | 0 | 0 | 0 | 0 | 0 | 0 | 0 | 0 | 0 | 0 | 0
[7 empty] | 0 |  | #DIV/0! | 0 | [10 empty] | 0% |  | 0 | 0 | 0 | 0 | 0 | 0 | 0 | 0 | 0 | 0 | 0 | 0 | 0 | 0 | 0 | 0 | 0 | 0 | 0 | 0 | 0 | 0 | 0 | 0
[7 empty] | 0 |  | #DIV/0! | 0 | [10 empty] | 0% |  | 0 | 0 | 0 | 0 | 0 | 0 | 0 | 0 | 0 | 0 | 0 | 0 | 0 | 0 | 0 | 0 | 0 | 0 | 0 | 0 | 0 | 0 | 0 | 0
[7 empty] | 0 |  | #DIV/0! | 0 | [10 empty] | 0% |  | 0 | 0 | 0 | 0 | 0 | 0 | 0 | 0 | 0 | 0 | 0 | 0 | 0 | 0 | 0 | 0 | 0 | 0 | 0 | 0 | 0 | 0 | 0 | 0
[7 empty] | 0 |  | #DIV/0! | 0 | [10 empty] | 0% |  | 0 | 0 | 0 | 0 | 0 | 0 | 0 | 0 | 0 | 0 | 0 | 0 | 0 | 0 | 0 | 0 | 0 | 0 | 0 | 0 | 0 | 0 | 0 | 0
[7 empty] | 0 |  | #DIV/0! | 0 | [10 empty] | 0% |  | 0 | 0 | 0 | 0 | 0 | 0 | 0 | 0 | 0 | 0 | 0 | 0 | 0 | 0 | 0 | 0 | 0 | 0 | 0 | 0 | 0 | 0 | 0 | 0
[7 empty] | 0 |  | #DIV/0! | 0 | [10 empty] | 0% |  | 0 | 0 | 0 | 0 | 0 | 0 | 0 | 0 | 0 | 0 | 0 | 0 | 0 | 0 | 0 | 0 | 0 | 0 | 0 | 0 | 0 | 0 | 0 | 0
[7 empty] | 0 |  | #DIV/0! | 0 | [10 empty] | 0% |  | 0 | 0 | 0 | 0 | 0 | 0 | 0 | 0 | 0 | 0 | 0 | 0 | 0 | 0 | 0 | 0 | 0 | 0 | 0 | 0 | 0 | 0 | 0 | 0
[7 empty] | 0 |  | #DIV/0! | 0 | [10 empty] | 0% |  | 0 | 0 | 0 | 0 | 0 | 0 | 0 | 0 | 0 | 0 | 0 | 0 | 0 | 0 | 0 | 0 | 0 | 0 | 0 | 0 | 0 | 0 | 0 | 0
[7 empty] | 0 |  | #DIV/0! | 0 | [10 empty] | 0% |  | 0 | 0 | 0 | 0 | 0 | 0 | 0 | 0 | 0 | 0 | 0 | 0 | 0 | 0 | 0 | 0 | 0 | 0 | 0 | 0 | 0 | 0 | 0 | 0
[7 empty] | 0 |  | #DIV/0! | 0 | [10 empty] | 0% |  | 0 | 0 | 0 | 0 | 0 | 0 | 0 | 0 | 0 | 0 | 0 | 0 | 0 | 0 | 0 | 0 | 0 | 0 | 0 | 0 | 0 | 0 | 0 | 0
[7 empty] | 0 |  | #DIV/0! | 0 | [10 empty] | 0% |  | 0 | 0 | 0 | 0 | 0 | 0 | 0 | 0 | 0 | 0 | 0 | 0 | 0 | 0 | 0 | 0 | 0 | 0 | 0 | 0 | 0 | 0 | 0 | 0
[7 empty] | 0 |  | #DIV/0! | 0 | [10 empty] | 0% |  | 0 | 0 | 0 | 0 | 0 | 0 | 0 | 0 | 0 | 0 | 0 | 0 | 0 | 0 | 0 | 0 | 0 | 0 | 0 | 0 | 0 | 0 | 0 | 0
[7 empty] | 0 |  | #DIV/0! | 0 | [10 empty] | 0% |  | 0 | 0 | 0 | 0 | 0 | 0 | 0 | 0 | 0 | 0 | 0 | 0 | 0 | 0 | 0 | 0 | 0 | 0 | 0 | 0 | 0 | 0 | 0 | 0
[7 empty] | 0 |  | #DIV/0! | 0 | [10 empty] | 0% |  | 0 | 0 | 0 | 0 | 0 | 0 | 0 | 0 | 0 | 0 | 0 | 0 | 0 | 0 | 0 | 0 | 0 | 0 | 0 | 0 | 0 | 0 | 0 | 0
[7 empty] | 0 |  | #DIV/0! | 0 | [10 empty] | 0% |  | 0 | 0 | 0 | 0 | 0 | 0 | 0 | 0 | 0 | 0 | 0 | 0 | 0 | 0 | 0 | 0 | 0 | 0 | 0 | 0 | 0 | 0 | 0 | 0
[7 empty] | 0 |  | #DIV/0! | 0 | [10 empty] | 0% |  | 0 | 0 | 0 | 0 | 0 | 0 | 0 | 0 | 0 | 0 | 0 | 0 | 0 | 0 | 0 | 0 | 0 | 0 | 0 | 0 | 0 | 0 | 0 | 0
[7 empty] | 0 |  | #DIV/0! | 0 | [10 empty] | 0% |  | 0 | 0 | 0 | 0 | 0 | 0 | 0 | 0 | 0 | 0 | 0 | 0 | 0 | 0 | 0 | 0 | 0 | 0 | 0 | 0 | 0 | 0 | 0 | 0
[7 empty] | 0 |  | #DIV/0! | 0 | [10 empty] | 0% |  | 0 | 0 | 0 | 0 | 0 | 0 | 0 | 0 | 0 | 0 | 0 | 0 | 0 | 0 | 0 | 0 | 0 | 0 | 0 | 0 | 0 | 0 | 0 | 0
[7 empty] | 0 |  | #DIV/0! | 0 | [10 empty] | 0% |  | 0 | 0 | 0 | 0 | 0 | 0 | 0 | 0 | 0 | 0 | 0 | 0 | 0 | 0 | 0 | 0 | 0 | 0 | 0 | 0 | 0 | 0 | 0 | 0
[7 empty] | 0 |  | #DIV/0! | 0 | [10 empty] | 0% |  | 0 | 0 | 0 | 0 | 0 | 0 | 0 | 0 | 0 | 0 | 0 | 0 | 0 | 0 | 0 | 0 | 0 | 0 | 0 | 0 | 0 | 0 | 0 | 0
[7 empty] | 0 |  | #DIV/0! | 0 | [10 empty] | 0% |  | 0 | 0 | 0 | 0 | 0 | 0 | 0 | 0 | 0 | 0 | 0 | 0 | 0 | 0 | 0 | 0 | 0 | 0 | 0 | 0 | 0 | 0 | 0 | 0
[7 empty] | 0 |  | #DIV/0! | 0 | [10 empty] | 0% |  | 0 | 0 | 0 | 0 | 0 | 0 | 0 | 0 | 0 | 0 | 0 | 0 | 0 | 0 | 0 | 0 | 0 | 0 | 0 | 0 | 0 | 0 | 0 | 0
[7 empty] | 0 |  | #DIV/0! | 0 | [10 empty] | 0% |  | 0 | 0 | 0 | 0 | 0 | 0 | 0 | 0 | 0 | 0 | 0 | 0 | 0 | 0 | 0 | 0 | 0 | 0 | 0 | 0 | 0 | 0 | 0 | 0
[7 empty] | 0 |  | #DIV/0! | 0 | [10 empty] | 0% |  | 0 | 0 | 0 | 0 | 0 | 0 | 0 | 0 | 0 | 0 | 0 | 0 | 0 | 0 | 0 | 0 | 0 | 0 | 0 | 0 | 0 | 0 | 0 | 0
[7 empty] | 0 |  | #DIV/0! | 0 | [10 empty] | 0% |  | 0 | 0 | 0 | 0 | 0 | 0 | 0 | 0 | 0 | 0 | 0 | 0 | 0 | 0 | 0 | 0 | 0 | 0 | 0 | 0 | 0 | 0 | 0 | 0
[7 empty] | 0 |  | #DIV/0! | 0 | [10 empty] | 0% |  | 0 | 0 | 0 | 0 | 0 | 0 | 0 | 0 | 0 | 0 | 0 | 0 | 0 | 0 | 0 | 0 | 0 | 0 | 0 | 0 | 0 | 0 | 0 | 0
[7 empty] | 0 |  | #DIV/0! | 0 | [10 empty] | 0% |  | 0 | 0 | 0 | 0 | 0 | 0 | 0 | 0 | 0 | 0 | 0 | 0 | 0 | 0 | 0 | 0 | 0 | 0 | 0 | 0 | 0 | 0 | 0 | 0
[7 empty] | 0 |  | #DIV/0! | 0 | [10 empty] | 0% |  | 0 | 0 | 0 | 0 | 0 | 0 | 0 | 0 | 0 | 0 | 0 | 0 | 0 | 0 | 0 | 0 | 0 | 0 | 0 | 0 | 0 | 0 | 0 | 0
[7 empty] | 0 |  | #DIV/0! | 0 | [10 empty] | 0% |  | 0 | 0 | 0 | 0 | 0 | 0 | 0 | 0 | 0 | 0 | 0 | 0 | 0 | 0 | 0 | 0 | 0 | 0 | 0 | 0 | 0 | 0 | 0 | 0
[7 empty] | 0 |  | #DIV/0! | 0 | [10 empty] | 0% |  | 0 | 0 | 0 | 0 | 0 | 0 | 0 | 0 | 0 | 0 | 0 | 0 | 0 | 0 | 0 | 0 | 0 | 0 | 0 | 0 | 0 | 0 | 0 | 0
[7 empty] | 0 |  | #DIV/0! | 0 | [10 empty] | 0% |  | 0 | 0 | 0 | 0 | 0 | 0 | 0 | 0 | 0 | 0 | 0 | 0 | 0 | 0 | 0 | 0 | 0 | 0 | 0 | 0 | 0 | 0 | 0 | 0
[7 empty] | 0 |  | #DIV/0! | 0 | [10 empty] | 0% |  | 0 | 0 | 0 | 0 | 0 | 0 | 0 | 0 | 0 | 0 | 0 | 0 | 0 | 0 | 0 | 0 | 0 | 0 | 0 | 0 | 0 | 0 | 0 | 0
[7 empty] | 0 |  | #DIV/0! | 0 | [10 empty] | 0% |  | 0 | 0 | 0 | 0 | 0 | 0 | 0 | 0 | 0 | 0 | 0 | 0 | 0 | 0 | 0 | 0 | 0 | 0 | 0 | 0 | 0 | 0 | 0 | 0
[7 empty] | 0 |  | #DIV/0! | 0 | [10 empty] | 0% |  | 0 | 0 | 0 | 0 | 0 | 0 | 0 | 0 | 0 | 0 | 0 | 0 | 0 | 0 | 0 | 0 | 0 | 0 | 0 | 0 | 0 | 0 | 0 | 0
[7 empty] | 0 |  | #DIV/0! | 0 | [10 empty] | 0% |  | 0 | 0 | 0 | 0 | 0 | 0 | 0 | 0 | 0 | 0 | 0 | 0 | 0 | 0 | 0 | 0 | 0 | 0 | 0 | 0 | 0 | 0 | 0 | 0
[7 empty] | 0 |  | #DIV/0! | 0 | [10 empty] | 0% |  | 0 | 0 | 0 | 0 | 0 | 0 | 0 | 0 | 0 | 0 | 0 | 0 | 0 | 0 | 0 | 0 | 0 | 0 | 0 | 0 | 0 | 0 | 0 | 0
[7 empty] | 0 |  | #DIV/0! | 0 | [10 empty] | 0% |  | 0 | 0 | 0 | 0 | 0 | 0 | 0 | 0 | 0 | 0 | 0 | 0 | 0 | 0 | 0 | 0 | 0 | 0 | 0 | 0 | 0 | 0 | 0 | 0
[7 empty] | 0 |  | #DIV/0! | 0 | [10 empty] | 0% |  | 0 | 0 | 0 | 0 | 0 | 0 | 0 | 0 | 0 | 0 | 0 | 0 | 0 | 0 | 0 | 0 | 0 | 0 | 0 | 0 | 0 | 0 | 0 | 0
[7 empty] | 0 |  | #DIV/0! | 0 | [10 empty] | 0% |  | 0 | 0 | 0 | 0 | 0 | 0 | 0 | 0 | 0 | 0 | 0 | 0 | 0 | 0 | 0 | 0 | 0 | 0 | 0 | 0 | 0 | 0 | 0 | 0
[7 empty] | 0 |  | #DIV/0! | 0 | [10 empty] | 0% |  | 0 | 0 | 0 | 0 | 0 | 0 | 0 | 0 | 0 | 0 | 0 | 0 | 0 | 0 | 0 | 0 | 0 | 0 | 0 | 0 | 0 | 0 | 0 | 0
[7 empty] | 0 |  | #DIV/0! | 0 | [10 empty] | 0% |  | 0 | 0 | 0 | 0 | 0 | 0 | 0 | 0 | 0 | 0 | 0 | 0 | 0 | 0 | 0 | 0 | 0 | 0 | 0 | 0 | 0 | 0 | 0 | 0
[7 empty] | 0 |  | #DIV/0! | 0 | [10 empty] | 0% |  | 0 | 0 | 0 | 0 | 0 | 0 | 0 | 0 | 0 | 0 | 0 | 0 | 0 | 0 | 0 | 0 | 0 | 0 | 0 | 0 | 0 | 0 | 0 | 0
[7 empty] | 0 |  | #DIV/0! | 0 | [10 empty] | 0% |  | 0 | 0 | 0 | 0 | 0 | 0 | 0 | 0 | 0 | 0 | 0 | 0 | 0 | 0 | 0 | 0 | 0 | 0 | 0 | 0 | 0 | 0 | 0 | 0
[7 empty] | 0 |  | #DIV/0! | 0 | [10 empty] | 0% |  | 0 | 0 | 0 | 0 | 0 | 0 | 0 | 0 | 0 | 0 | 0 | 0 | 0 | 0 | 0 | 0 | 0 | 0 | 0 | 0 | 0 | 0 | 0 | 0
[7 empty] | 0 |  | #DIV/0! | 0 | [10 empty] | 0% |  | 0 | 0 | 0 | 0 | 0 | 0 | 0 | 0 | 0 | 0 | 0 | 0 | 0 | 0 | 0 | 0 | 0 | 0 | 0 | 0 | 0 | 0 | 0 | 0
[7 empty] | 0 |  | #DIV/0! | 0 | [10 empty] | 0% |  | 0 | 0 | 0 | 0 | 0 | 0 | 0 | 0 | 0 | 0 | 0 | 0 | 0 | 0 | 0 | 0 | 0 | 0 | 0 | 0 | 0 | 0 | 0 | 0
[7 empty] | 0 |  | #DIV/0! | 0 | [10 empty] | 0% |  | 0 | 0 | 0 | 0 | 0 | 0 | 0 | 0 | 0 | 0 | 0 | 0 | 0 | 0 | 0 | 0 | 0 | 0 | 0 | 0 | 0 | 0 | 0 | 0
[7 empty] | 0 |  | #DIV/0! | 0 | [10 empty] | 0% |  | 0 | 0 | 0 | 0 | 0 | 0 | 0 | 0 | 0 | 0 | 0 | 0 | 0 | 0 | 0 | 0 | 0 | 0 | 0 | 0 | 0 | 0 | 0 | 0
[7 empty] | 0 |  | #DIV/0! | 0 | [10 empty] | 0% |  | 0 | 0 | 0 | 0 | 0 | 0 | 0 | 0 | 0 | 0 | 0 | 0 | 0 | 0 | 0 | 0 | 0 | 0 | 0 | 0 | 0 | 0 | 0 | 0
[7 empty] | 0 |  | #DIV/0! | 0 | [10 empty] | 0% |  | 0 | 0 | 0 | 0 | 0 | 0 | 0 | 0 | 0 | 0 | 0 | 0 | 0 | 0 | 0 | 0 | 0 | 0 | 0 | 0 | 0 | 0 | 0 | 0
[7 empty] | 0 |  | #DIV/0! | 0 | [10 empty] | 0% |  | 0 | 0 | 0 | 0 | 0 | 0 | 0 | 0 | 0 | 0 | 0 | 0 | 0 | 0 | 0 | 0 | 0 | 0 | 0 | 0 | 0 | 0 | 0 | 0
[7 empty] | 0 |  | #DIV/0! | 0 | [10 empty] | 0% |  | 0 | 0 | 0 | 0 | 0 | 0 | 0 | 0 | 0 | 0 | 0 | 0 | 0 | 0 | 0 | 0 | 0 | 0 | 0 | 0 | 0 | 0 | 0 | 0
[7 empty] | 0 |  | #DIV/0! | 0 | [10 empty] | 0% |  | 0 | 0 | 0 | 0 | 0 | 0 | 0 | 0 | 0 | 0 | 0 | 0 | 0 | 0 | 0 | 0 | 0 | 0 | 0 | 0 | 0 | 0 | 0 | 0
[7 empty] | 0 |  | #DIV/0! | 0 | [10 empty] | 0% |  | 0 | 0 | 0 | 0 | 0 | 0 | 0 | 0 | 0 | 0 | 0 | 0 | 0 | 0 | 0 | 0 | 0 | 0 | 0 | 0 | 0 | 0 | 0 | 0
[7 empty] | 0 |  | #DIV/0! | 0 | [10 empty] | 0% |  | 0 | 0 | 0 | 0 | 0 | 0 | 0 | 0 | 0 | 0 | 0 | 0 | 0 | 0 | 0 | 0 | 0 | 0 | 0 | 0 | 0 | 0 | 0 | 0
[7 empty] | 0 |  | #DIV/0! | 0 | [10 empty] | 0% |  | 0 | 0 | 0 | 0 | 0 | 0 | 0 | 0 | 0 | 0 | 0 | 0 | 0 | 0 | 0 | 0 | 0 | 0 | 0 | 0 | 0 | 0 | 0 | 0
[7 empty] | 0 |  | #DIV/0! | 0 | [10 empty] | 0% |  | 0 | 0 | 0 | 0 | 0 | 0 | 0 | 0 | 0 | 0 | 0 | 0 | 0 | 0 | 0 | 0 | 0 | 0 | 0 | 0 | 0 | 0 | 0 | 0
[7 empty] | 0 |  | #DIV/0! | 0 | [10 empty] | 0% |  | 0 | 0 | 0 | 0 | 0 | 0 | 0 | 0 | 0 | 0 | 0 | 0 | 0 | 0 | 0 | 0 | 0 | 0 | 0 | 0 | 0 | 0 | 0 | 0
[7 empty] | 0 |  | #DIV/0! | 0 | [10 empty] | 0% |  | 0 | 0 | 0 | 0 | 0 | 0 | 0 | 0 | 0 | 0 | 0 | 0 | 0 | 0 | 0 | 0 | 0 | 0 | 0 | 0 | 0 | 0 | 0 | 0
[7 empty] | 0 |  | #DIV/0! | 0 | [10 empty] | 0% |  | 0 | 0 | 0 | 0 | 0 | 0 | 0 | 0 | 0 | 0 | 0 | 0 | 0 | 0 | 0 | 0 | 0 | 0 | 0 | 0 | 0 | 0 | 0 | 0
[7 empty] | 0 |  | #DIV/0! | 0 | [10 empty] | 0% |  | 0 | 0 | 0 | 0 | 0 | 0 | 0 | 0 | 0 | 0 | 0 | 0 | 0 | 0 | 0 | 0 | 0 | 0 | 0 | 0 | 0 | 0 | 0 | 0
[7 empty] | 0 |  | #DIV/0! | 0 | [10 empty] | 0% |  | 0 | 0 | 0 | 0 | 0 | 0 | 0 | 0 | 0 | 0 | 0 | 0 | 0 | 0 | 0 | 0 | 0 | 0 | 0 | 0 | 0 | 0 | 0 | 0
[7 empty] | 0 |  | #DIV/0! | 0 | [10 empty] | 0% |  | 0 | 0 | 0 | 0 | 0 | 0 | 0 | 0 | 0 | 0 | 0 | 0 | 0 | 0 | 0 | 0 | 0 | 0 | 0 | 0 | 0 | 0 | 0 | 0
[7 empty] | 0 |  | #DIV/0! | 0 | [10 empty] | 0% |  | 0 | 0 | 0 | 0 | 0 | 0 | 0 | 0 | 0 | 0 | 0 | 0 | 0 | 0 | 0 | 0 | 0 | 0 | 0 | 0 | 0 | 0 | 0 | 0
[7 empty] | 0 |  | #DIV/0! | 0 | [10 empty] | 0% |  | 0 | 0 | 0 | 0 | 0 | 0 | 0 | 0 | 0 | 0 | 0 | 0 | 0 | 0 | 0 | 0 | 0 | 0 | 0 | 0 | 0 | 0 | 0 | 0
[7 empty] | 0 |  | #DIV/0! | 0 | [10 empty] | 0% |  | 0 | 0 | 0 | 0 | 0 | 0 | 0 | 0 | 0 | 0 | 0 | 0 | 0 | 0 | 0 | 0 | 0 | 0 | 0 | 0 | 0 | 0 | 0 | 0
[7 empty] | 0 |  | #DIV/0! | 0 | [10 empty] | 0% |  | 0 | 0 | 0 | 0 | 0 | 0 | 0 | 0 | 0 | 0 | 0 | 0 | 0 | 0 | 0 | 0 | 0 | 0 | 0 | 0 | 0 | 0 | 0 | 0
[7 empty] | 0 |  | #DIV/0! | 0 | [10 empty] | 0% |  | 0 | 0 | 0 | 0 | 0 | 0 | 0 | 0 | 0 | 0 | 0 | 0 | 0 | 0 | 0 | 0 | 0 | 0 | 0 | 0 | 0 | 0 | 0 | 0
[7 empty] | 0 |  | #DIV/0! | 0 | [10 empty] | 0% |  | 0 | 0 | 0 | 0 | 0 | 0 | 0 | 0 | 0 | 0 | 0 | 0 | 0 | 0 | 0 | 0 | 0 | 0 | 0 | 0 | 0 | 0 | 0 | 0
[7 empty] | 0 |  | #DIV/0! | 0 | [10 empty] | 0% |  | 0 | 0 | 0 | 0 | 0 | 0 | 0 | 0 | 0 | 0 | 0 | 0 | 0 | 0 | 0 | 0 | 0 | 0 | 0 | 0 | 0 | 0 | 0 | 0
[7 empty] | 0 |  | #DIV/0! | 0 | [10 empty] | 0% |  | 0 | 0 | 0 | 0 | 0 | 0 | 0 | 0 | 0 | 0 | 0 | 0 | 0 | 0 | 0 | 0 | 0 | 0 | 0 | 0 | 0 | 0 | 0 | 0
[7 empty] | 0 |  | #DIV/0! | 0 | [10 empty] | 0% |  | 0 | 0 | 0 | 0 | 0 | 0 | 0 | 0 | 0 | 0 | 0 | 0 | 0 | 0 | 0 | 0 | 0 | 0 | 0 | 0 | 0 | 0 | 0 | 0
[7 empty] | 0 |  | #DIV/0! | 0 | [10 empty] | 0% |  | 0 | 0 | 0 | 0 | 0 | 0 | 0 | 0 | 0 | 0 | 0 | 0 | 0 | 0 | 0 | 0 | 0 | 0 | 0 | 0 | 0 | 0 | 0 | 0
[7 empty] | 0 |  | #DIV/0! | 0 | [10 empty] | 0% |  | 0 | 0 | 0 | 0 | 0 | 0 | 0 | 0 | 0 | 0 | 0 | 0 | 0 | 0 | 0 | 0 | 0 | 0 | 0 | 0 | 0 | 0 | 0 | 0
[7 empty] | 0 |  | #DIV/0! | 0 | [10 empty] | 0% |  | 0 | 0 | 0 | 0 | 0 | 0 | 0 | 0 | 0 | 0 | 0 | 0 | 0 | 0 | 0 | 0 | 0 | 0 | 0 | 0 | 0 | 0 | 0 | 0
[7 empty] | 0 |  | #DIV/0! | 0 | [10 empty] | 0% |  | 0 | 0 | 0 | 0 | 0 | 0 | 0 | 0 | 0 | 0 | 0 | 0 | 0 | 0 | 0 | 0 | 0 | 0 | 0 | 0 | 0 | 0 | 0 | 0
[7 empty] | 0 |  | #DIV/0! | 0 | [10 empty] | 0% |  | 0 | 0 | 0 | 0 | 0 | 0 | 0 | 0 | 0 | 0 | 0 | 0 | 0 | 0 | 0 | 0 | 0 | 0 | 0 | 0 | 0 | 0 | 0 | 0
[7 empty] | 0 |  | #DIV/0! | 0 | [10 empty] | 0% |  | 0 | 0 | 0 | 0 | 0 | 0 | 0 | 0 | 0 | 0 | 0 | 0 | 0 | 0 | 0 | 0 | 0 | 0 | 0 | 0 | 0 | 0 | 0 | 0
[7 empty] | 0 |  | #DIV/0! | 0 | [10 empty] | 0% |  | 0 | 0 | 0 | 0 | 0 | 0 | 0 | 0 | 0 | 0 | 0 | 0 | 0 | 0 | 0 | 0 | 0 | 0 | 0 | 0 | 0 | 0 | 0 | 0
[7 empty] | 0 |  | #DIV/0! | 0 | [10 empty] | 0% |  | 0 | 0 | 0 | 0 | 0 | 0 | 0 | 0 | 0 | 0 | 0 | 0 | 0 | 0 | 0 | 0 | 0 | 0 | 0 | 0 | 0 | 0 | 0 | 0
[7 empty] | 0 |  | #DIV/0! | 0 | [10 empty] | 0% |  | 0 | 0 | 0 | 0 | 0 | 0 | 0 | 0 | 0 | 0 | 0 | 0 | 0 | 0 | 0 | 0 | 0 | 0 | 0 | 0 | 0 | 0 | 0 | 0
[7 empty] | 0 |  | #DIV/0! | 0 | [10 empty] | 0% |  | 0 | 0 | 0 | 0 | 0 | 0 | 0 | 0 | 0 | 0 | 0 | 0 | 0 | 0 | 0 | 0 | 0 | 0 | 0 | 0 | 0 | 0 | 0 | 0
[7 empty] | 0 |  | #DIV/0! | 0 | [10 empty] | 0% |  | 0 | 0 | 0 | 0 | 0 | 0 | 0 | 0 | 0 | 0 | 0 | 0 | 0 | 0 | 0 | 0 | 0 | 0 | 0 | 0 | 0 | 0 | 0 | 0
[7 empty] | 0 |  | #DIV/0! | 0 | [10 empty] | 0% |  | 0 | 0 | 0 | 0 | 0 | 0 | 0 | 0 | 0 | 0 | 0 | 0 | 0 | 0 | 0 | 0 | 0 | 0 | 0 | 0 | 0 | 0 | 0 | 0
[7 empty] | 0 |  | #DIV/0! | 0 | [10 empty] | 0% |  | 0 | 0 | 0 | 0 | 0 | 0 | 0 | 0 | 0 | 0 | 0 | 0 | 0 | 0 | 0 | 0 | 0 | 0 | 0 | 0 | 0 | 0 | 0 | 0
[7 empty] | 0 |  | #DIV/0! | 0 | [10 empty] | 0% |  | 0 | 0 | 0 | 0 | 0 | 0 | 0 | 0 | 0 | 0 | 0 | 0 | 0 | 0 | 0 | 0 | 0 | 0 | 0 | 0 | 0 | 0 | 0 | 0
[7 empty] | 0 |  | #DIV/0! | 0 | [10 empty] | 0% |  | 0 | 0 | 0 | 0 | 0 | 0 | 0 | 0 | 0 | 0 | 0 | 0 | 0 | 0 | 0 | 0 | 0 | 0 | 0 | 0 | 0 | 0 | 0 | 0
[7 empty] | 0 |  | #DIV/0! | 0 | [10 empty] | 0% |  | 0 | 0 | 0 | 0 | 0 | 0 | 0 | 0 | 0 | 0 | 0 | 0 | 0 | 0 | 0 | 0 | 0 | 0 | 0 | 0 | 0 | 0 | 0 | 0
[7 empty] | 0 |  | #DIV/0! | 0 | [10 empty] | 0% |  | 0 | 0 | 0 | 0 | 0 | 0 | 0 | 0 | 0 | 0 | 0 | 0 | 0 | 0 | 0 | 0 | 0 | 0 | 0 | 0 | 0 | 0 | 0 | 0
[7 empty] | 0 |  | #DIV/0! | 0 | [10 empty] | 0% |  | 0 | 0 | 0 | 0 | 0 | 0 | 0 | 0 | 0 | 0 | 0 | 0 | 0 | 0 | 0 | 0 | 0 | 0 | 0 | 0 | 0 | 0 | 0 | 0
[7 empty] | 0 |  | #DIV/0! | 0 | [10 empty] | 0% |  | 0 | 0 | 0 | 0 | 0 | 0 | 0 | 0 | 0 | 0 | 0 | 0 | 0 | 0 | 0 | 0 | 0 | 0 | 0 | 0 | 0 | 0 | 0 | 0
[7 empty] | 0 |  | #DIV/0! | 0 | [10 empty] | 0% |  | 0 | 0 | 0 | 0 | 0 | 0 | 0 | 0 | 0 | 0 | 0 | 0 | 0 | 0 | 0 | 0 | 0 | 0 | 0 | 0 | 0 | 0 | 0 | 0
[7 empty] | 0 |  | #DIV/0! | 0 | [10 empty] | 0% |  | 0 | 0 | 0 | 0 | 0 | 0 | 0 | 0 | 0 | 0 | 0 | 0 | 0 | 0 | 0 | 0 | 0 | 0 | 0 | 0 | 0 | 0 | 0 | 0
[7 empty] | 0 |  | #DIV/0! | 0 | [10 empty] | 0% |  | 0 | 0 | 0 | 0 | 0 | 0 | 0 | 0 | 0 | 0 | 0 | 0 | 0 | 0 | 0 | 0 | 0 | 0 | 0 | 0 | 0 | 0 | 0 | 0
[7 empty] | 0 |  | #DIV/0! | 0 | [10 empty] | 0% |  | 0 | 0 | 0 | 0 | 0 | 0 | 0 | 0 | 0 | 0 | 0 | 0 | 0 | 0 | 0 | 0 | 0 | 0 | 0 | 0 | 0 | 0 | 0 | 0
[7 empty] | 0 |  | #DIV/0! | 0 | [10 empty] | 0% |  | 0 | 0 | 0 | 0 | 0 | 0 | 0 | 0 | 0 | 0 | 0 | 0 | 0 | 0 | 0 | 0 | 0 | 0 | 0 | 0 | 0 | 0 | 0 | 0
[7 empty] | 0 |  | #DIV/0! | 0 | [10 empty] | 0% |  | 0 | 0 | 0 | 0 | 0 | 0 | 0 | 0 | 0 | 0 | 0 | 0 | 0 | 0 | 0 | 0 | 0 | 0 | 0 | 0 | 0 | 0 | 0 | 0
[7 empty] | 0 |  | #DIV/0! | 0 | [10 empty] | 0% |  | 0 | 0 | 0 | 0 | 0 | 0 | 0 | 0 | 0 | 0 | 0 | 0 | 0 | 0 | 0 | 0 | 0 | 0 | 0 | 0 | 0 | 0 | 0 | 0
[7 empty] | 0 |  | #DIV/0! | 0 | [10 empty] | 0% |  | 0 | 0 | 0 | 0 | 0 | 0 | 0 | 0 | 0 | 0 | 0 | 0 | 0 | 0 | 0 | 0 | 0 | 0 | 0 | 0 | 0 | 0 | 0 | 0
[7 empty] | 0 |  | #DIV/0! | 0 | [10 empty] | 0% |  | 0 | 0 | 0 | 0 | 0 | 0 | 0 | 0 | 0 | 0 | 0 | 0 | 0 | 0 | 0 | 0 | 0 | 0 | 0 | 0 | 0 | 0 | 0 | 0
[7 empty] | 0 |  | #DIV/0! | 0 | [10 empty] | 0% |  | 0 | 0 | 0 | 0 | 0 | 0 | 0 | 0 | 0 | 0 | 0 | 0 | 0 | 0 | 0 | 0 | 0 | 0 | 0 | 0 | 0 | 0 | 0 | 0
[7 empty] | 0 |  | #DIV/0! | 0 | [10 empty] | 0% |  | 0 | 0 | 0 | 0 | 0 | 0 | 0 | 0 | 0 | 0 | 0 | 0 | 0 | 0 | 0 | 0 | 0 | 0 | 0 | 0 | 0 | 0 | 0 | 0
[7 empty] | 0 |  | #DIV/0! | 0 | [10 empty] | 0% |  | 0 | 0 | 0 | 0 | 0 | 0 | 0 | 0 | 0 | 0 | 0 | 0 | 0 | 0 | 0 | 0 | 0 | 0 | 0 | 0 | 0 | 0 | 0 | 0
[7 empty] | 0 |  | #DIV/0! | 0 | [10 empty] | 0% |  | 0 | 0 | 0 | 0 | 0 | 0 | 0 | 0 | 0 | 0 | 0 | 0 | 0 | 0 | 0 | 0 | 0 | 0 | 0 | 0 | 0 | 0 | 0 | 0
[7 empty] | 0 |  | #DIV/0! | 0 | [10 empty] | 0% |  | 0 | 0 | 0 | 0 | 0 | 0 | 0 | 0 | 0 | 0 | 0 | 0 | 0 | 0 | 0 | 0 | 0 | 0 | 0 | 0 | 0 | 0 | 0 | 0
[7 empty] | 0 |  | #DIV/0! | 0 | [10 empty] | 0% |  | 0 | 0 | 0 | 0 | 0 | 0 | 0 | 0 | 0 | 0 | 0 | 0 | 0 | 0 | 0 | 0 | 0 | 0 | 0 | 0 | 0 | 0 | 0 | 0
[7 empty] | 0 |  | #DIV/0! | 0 | [10 empty] | 0% |  | 0 | 0 | 0 | 0 | 0 | 0 | 0 | 0 | 0 | 0 | 0 | 0 | 0 | 0 | 0 | 0 | 0 | 0 | 0 | 0 | 0 | 0 | 0 | 0
[7 empty] | 0 |  | #DIV/0! | 0 | [10 empty] | 0% |  | 0 | 0 | 0 | 0 | 0 | 0 | 0 | 0 | 0 | 0 | 0 | 0 | 0 | 0 | 0 | 0 | 0 | 0 | 0 | 0 | 0 | 0 | 0 | 0
[7 empty] | 0 |  | #DIV/0! | 0 | [10 empty] | 0% |  | 0 | 0 | 0 | 0 | 0 | 0 | 0 | 0 | 0 | 0 | 0 | 0 | 0 | 0 | 0 | 0 | 0 | 0 | 0 | 0 | 0 | 0 | 0 | 0
[7 empty] | 0 |  | #DIV/0! | 0 | [10 empty] | 0% |  | 0 | 0 | 0 | 0 | 0 | 0 | 0 | 0 | 0 | 0 | 0 | 0 | 0 | 0 | 0 | 0 | 0 | 0 | 0 | 0 | 0 | 0 | 0 | 0
[7 empty] | 0 |  | #DIV/0! | 0 | [10 empty] | 0% |  | 0 | 0 | 0 | 0 | 0 | 0 | 0 | 0 | 0 | 0 | 0 | 0 | 0 | 0 | 0 | 0 | 0 | 0 | 0 | 0 | 0 | 0 | 0 | 0
[7 empty] | 0 |  | #DIV/0! | 0 | [10 empty] | 0% |  | 0 | 0 | 0 | 0 | 0 | 0 | 0 | 0 | 0 | 0 | 0 | 0 | 0 | 0 | 0 | 0 | 0 | 0 | 0 | 0 | 0 | 0 | 0 | 0
[7 empty] | 0 |  | #DIV/0! | 0 | [10 empty] | 0% |  | 0 | 0 | 0 | 0 | 0 | 0 | 0 | 0 | 0 | 0 | 0 | 0 | 0 | 0 | 0 | 0 | 0 | 0 | 0 | 0 | 0 | 0 | 0 | 0
[7 empty] | 0 |  | #DIV/0! | 0 | [10 empty] | 0% |  | 0 | 0 | 0 | 0 | 0 | 0 | 0 | 0 | 0 | 0 | 0 | 0 | 0 | 0 | 0 | 0 | 0 | 0 | 0 | 0 | 0 | 0 | 0 | 0
[7 empty] | 0 |  | #DIV/0! | 0 | [10 empty] | 0% |  | 0 | 0 | 0 | 0 | 0 | 0 | 0 | 0 | 0 | 0 | 0 | 0 | 0 | 0 | 0 | 0 | 0 | 0 | 0 | 0 | 0 | 0 | 0 | 0
[7 empty] | 0 |  | #DIV/0! | 0 | [10 empty] | 0% |  | 0 | 0 | 0 | 0 | 0 | 0 | 0 | 0 | 0 | 0 | 0 | 0 | 0 | 0 | 0 | 0 | 0 | 0 | 0 | 0 | 0 | 0 | 0 | 0
[7 empty] | 0 |  | #DIV/0! | 0 | [10 empty] | 0% |  | 0 | 0 | 0 | 0 | 0 | 0 | 0 | 0 | 0 | 0 | 0 | 0 | 0 | 0 | 0 | 0 | 0 | 0 | 0 | 0 | 0 | 0 | 0 | 0
[7 empty] | 0 |  | #DIV/0! | 0 | [10 empty] | 0% |  | 0 | 0 | 0 | 0 | 0 | 0 | 0 | 0 | 0 | 0 | 0 | 0 | 0 | 0 | 0 | 0 | 0 | 0 | 0 | 0 | 0 | 0 | 0 | 0
[7 empty] | 0 |  | #DIV/0! | 0 | [10 empty] | 0% |  | 0 | 0 | 0 | 0 | 0 | 0 | 0 | 0 | 0 | 0 | 0 | 0 | 0 | 0 | 0 | 0 | 0 | 0 | 0 | 0 | 0 | 0 | 0 | 0
[7 empty] | 0 |  | #DIV/0! | 0 | [10 empty] | 0% |  | 0 | 0 | 0 | 0 | 0 | 0 | 0 | 0 | 0 | 0 | 0 | 0 | 0 | 0 | 0 | 0 | 0 | 0 | 0 | 0 | 0 | 0 | 0 | 0
[7 empty] | 0 |  | #DIV/0! | 0 | [10 empty] | 0% |  | 0 | 0 | 0 | 0 | 0 | 0 | 0 | 0 | 0 | 0 | 0 | 0 | 0 | 0 | 0 | 0 | 0 | 0 | 0 | 0 | 0 | 0 | 0 | 0
[7 empty] | 0 |  | #DIV/0! | 0 | [10 empty] | 0% |  | 0 | 0 | 0 | 0 | 0 | 0 | 0 | 0 | 0 | 0 | 0 | 0 | 0 | 0 | 0 | 0 | 0 | 0 | 0 | 0 | 0 | 0 | 0 | 0
[7 empty] | 0 |  | #DIV/0! | 0 | [10 empty] | 0% |  | 0 | 0 | 0 | 0 | 0 | 0 | 0 | 0 | 0 | 0 | 0 | 0 | 0 | 0 | 0 | 0 | 0 | 0 | 0 | 0 | 0 | 0 | 0 | 0
[7 empty] | 0 |  | #DIV/0! | 0 | [10 empty] | 0% |  | 0 | 0 | 0 | 0 | 0 | 0 | 0 | 0 | 0 | 0 | 0 | 0 | 0 | 0 | 0 | 0 | 0 | 0 | 0 | 0 | 0 | 0 | 0 | 0
[7 empty] | 0 |  | #DIV/0! | 0 | [10 empty] | 0% |  | 0 | 0 | 0 | 0 | 0 | 0 | 0 | 0 | 0 | 0 | 0 | 0 | 0 | 0 | 0 | 0 | 0 | 0 | 0 | 0 | 0 | 0 | 0 | 0
[7 empty] | 0 |  | #DIV/0! | 0 | [10 empty] | 0% |  | 0 | 0 | 0 | 0 | 0 | 0 | 0 | 0 | 0 | 0 | 0 | 0 | 0 | 0 | 0 | 0 | 0 | 0 | 0 | 0 | 0 | 0 | 0 | 0
[7 empty] | 0 |  | #DIV/0! | 0 | [10 empty] | 0% |  | 0 | 0 | 0 | 0 | 0 | 0 | 0 | 0 | 0 | 0 | 0 | 0 | 0 | 0 | 0 | 0 | 0 | 0 | 0 | 0 | 0 | 0 | 0 | 0
[7 empty] | 0 |  | #DIV/0! | 0 | [10 empty] | 0% |  | 0 | 0 | 0 | 0 | 0 | 0 | 0 | 0 | 0 | 0 | 0 | 0 | 0 | 0 | 0 | 0 | 0 | 0 | 0 | 0 | 0 | 0 | 0 | 0
[7 empty] | 0 |  | #DIV/0! | 0 | [10 empty] | 0% |  | 0 | 0 | 0 | 0 | 0 | 0 | 0 | 0 | 0 | 0 | 0 | 0 | 0 | 0 | 0 | 0 | 0 | 0 | 0 | 0 | 0 | 0 | 0 | 0
[7 empty] | 0 |  | #DIV/0! | 0 | [10 empty] | 0% |  | 0 | 0 | 0 | 0 | 0 | 0 | 0 | 0 | 0 | 0 | 0 | 0 | 0 | 0 | 0 | 0 | 0 | 0 | 0 | 0 | 0 | 0 | 0 | 0
[7 empty] | 0 |  | #DIV/0! | 0 | [10 empty] | 0% |  | 0 | 0 | 0 | 0 | 0 | 0 | 0 | 0 | 0 | 0 | 0 | 0 | 0 | 0 | 0 | 0 | 0 | 0 | 0 | 0 | 0 | 0 | 0 | 0
[7 empty] | 0 |  | #DIV/0! | 0 | [10 empty] | 0% |  | 0 | 0 | 0 | 0 | 0 | 0 | 0 | 0 | 0 | 0 | 0 | 0 | 0 | 0 | 0 | 0 | 0 | 0 | 0 | 0 | 0 | 0 | 0 | 0
[7 empty] | 0 |  | #DIV/0! | 0 | [10 empty] | 0% |  | 0 | 0 | 0 | 0 | 0 | 0 | 0 | 0 | 0 | 0 | 0 | 0 | 0 | 0 | 0 | 0 | 0 | 0 | 0 | 0 | 0 | 0 | 0 | 0
[7 empty] | 0 |  | #DIV/0! | 0 | [10 empty] | 0% |  | 0 | 0 | 0 | 0 | 0 | 0 | 0 | 0 | 0 | 0 | 0 | 0 | 0 | 0 | 0 | 0 | 0 | 0 | 0 | 0 | 0 | 0 | 0 | 0
[7 empty] | 0 |  | #DIV/0! | 0 | [10 empty] | 0% |  | 0 | 0 | 0 | 0 | 0 | 0 | 0 | 0 | 0 | 0 | 0 | 0 | 0 | 0 | 0 | 0 | 0 | 0 | 0 | 0 | 0 | 0 | 0 | 0
[7 empty] | 0 |  | #DIV/0! | 0 | [10 empty] | 0% |  | 0 | 0 | 0 | 0 | 0 | 0 | 0 | 0 | 0 | 0 | 0 | 0 | 0 | 0 | 0 | 0 | 0 | 0 | 0 | 0 | 0 | 0 | 0 | 0
[7 empty] | 0 |  | #DIV/0! | 0 | [10 empty] | 0% |  | 0 | 0 | 0 | 0 | 0 | 0 | 0 | 0 | 0 | 0 | 0 | 0 | 0 | 0 | 0 | 0 | 0 | 0 | 0 | 0 | 0 | 0 | 0 | 0
[7 empty] | 0 |  | #DIV/0! | 0 | [10 empty] | 0% |  | 0 | 0 | 0 | 0 | 0 | 0 | 0 | 0 | 0 | 0 | 0 | 0 | 0 | 0 | 0 | 0 | 0 | 0 | 0 | 0 | 0 | 0 | 0 | 0
[7 empty] | 0 |  | #DIV/0! | 0 | [10 empty] | 0% |  | 0 | 0 | 0 | 0 | 0 | 0 | 0 | 0 | 0 | 0 | 0 | 0 | 0 | 0 | 0 | 0 | 0 | 0 | 0 | 0 | 0 | 0 | 0 | 0
[7 empty] | 0 |  | #DIV/0! | 0 | [10 empty] | 0% |  | 0 | 0 | 0 | 0 | 0 | 0 | 0 | 0 | 0 | 0 | 0 | 0 | 0 | 0 | 0 | 0 | 0 | 0 | 0 | 0 | 0 | 0 | 0 | 0
[7 empty] | 0 |  | #DIV/0! | 0 | [10 empty] | 0% |  | 0 | 0 | 0 | 0 | 0 | 0 | 0 | 0 | 0 | 0 | 0 | 0 | 0 | 0 | 0 | 0 | 0 | 0 | 0 | 0 | 0 | 0 | 0 | 0
[7 empty] | 0 |  | #DIV/0! | 0 | [10 empty] | 0% |  | 0 | 0 | 0 | 0 | 0 | 0 | 0 | 0 | 0 | 0 | 0 | 0 | 0 | 0 | 0 | 0 | 0 | 0 | 0 | 0 | 0 | 0 | 0 | 0
[7 empty] | 0 |  | #DIV/0! | 0 | [10 empty] | 0% |  | 0 | 0 | 0 | 0 | 0 | 0 | 0 | 0 | 0 | 0 | 0 | 0 | 0 | 0 | 0 | 0 | 0 | 0 | 0 | 0 | 0 | 0 | 0 | 0
[7 empty] | 0 |  | #DIV/0! | 0 | [10 empty] | 0% |  | 0 | 0 | 0 | 0 | 0 | 0 | 0 | 0 | 0 | 0 | 0 | 0 | 0 | 0 | 0 | 0 | 0 | 0 | 0 | 0 | 0 | 0 | 0 | 0
[7 empty] | 0 |  | #DIV/0! | 0 | [10 empty] | 0% |  | 0 | 0 | 0 | 0 | 0 | 0 | 0 | 0 | 0 | 0 | 0 | 0 | 0 | 0 | 0 | 0 | 0 | 0 | 0 | 0 | 0 | 0 | 0 | 0
[7 empty] | 0 |  | #DIV/0! | 0 | [10 empty] | 0% |  | 0 | 0 | 0 | 0 | 0 | 0 | 0 | 0 | 0 | 0 | 0 | 0 | 0 | 0 | 0 | 0 | 0 | 0 | 0 | 0 | 0 | 0 | 0 | 0
[7 empty] | 0 |  | #DIV/0! | 0 | [10 empty] | 0% |  | 0 | 0 | 0 | 0 | 0 | 0 | 0 | 0 | 0 | 0 | 0 | 0 | 0 | 0 | 0 | 0 | 0 | 0 | 0 | 0 | 0 | 0 | 0 | 0
[7 empty] | 0 |  | #DIV/0! | 0 | [10 empty] | 0% |  | 0 | 0 | 0 | 0 | 0 | 0 | 0 | 0 | 0 | 0 | 0 | 0 | 0 | 0 | 0 | 0 | 0 | 0 | 0 | 0 | 0 | 0 | 0 | 0
[7 empty] | 0 |  | #DIV/0! | 0 | [10 empty] | 0% |  | 0 | 0 | 0 | 0 | 0 | 0 | 0 | 0 | 0 | 0 | 0 | 0 | 0 | 0 | 0 | 0 | 0 | 0 | 0 | 0 | 0 | 0 | 0 | 0
[7 empty] | 0 |  | #DIV/0! | 0 | [10 empty] | 0% |  | 0 | 0 | 0 | 0 | 0 | 0 | 0 | 0 | 0 | 0 | 0 | 0 | 0 | 0 | 0 | 0 | 0 | 0 | 0 | 0 | 0 | 0 | 0 | 0
[7 empty] | 0 |  | #DIV/0! | 0 | [10 empty] | 0% |  | 0 | 0 | 0 | 0 | 0 | 0 | 0 | 0 | 0 | 0 | 0 | 0 | 0 | 0 | 0 | 0 | 0 | 0 | 0 | 0 | 0 | 0 | 0 | 0
[7 empty] | 0 |  | #DIV/0! | 0 | [10 empty] | 0% |  | 0 | 0 | 0 | 0 | 0 | 0 | 0 | 0 | 0 | 0 | 0 | 0 | 0 | 0 | 0 | 0 | 0 | 0 | 0 | 0 | 0 | 0 | 0 | 0
[7 empty] | 0 |  | #DIV/0! | 0 | [10 empty] | 0% |  | 0 | 0 | 0 | 0 | 0 | 0 | 0 | 0 | 0 | 0 | 0 | 0 | 0 | 0 | 0 | 0 | 0 | 0 | 0 | 0 | 0 | 0 | 0 | 0
[7 empty] | 0 |  | #DIV/0! | 0 | [10 empty] | 0% |  | 0 | 0 | 0 | 0 | 0 | 0 | 0 | 0 | 0 | 0 | 0 | 0 | 0 | 0 | 0 | 0 | 0 | 0 | 0 | 0 | 0 | 0 | 0 | 0
[7 empty] | 0 |  | #DIV/0! | 0 | [10 empty] | 0% |  | 0 | 0 | 0 | 0 | 0 | 0 | 0 | 0 | 0 | 0 | 0 | 0 | 0 | 0 | 0 | 0 | 0 | 0 | 0 | 0 | 0 | 0 | 0 | 0
[7 empty] | 0 |  | #DIV/0! | 0 | [10 empty] | 0% |  | 0 | 0 | 0 | 0 | 0 | 0 | 0 | 0 | 0 | 0 | 0 | 0 | 0 | 0 | 0 | 0 | 0 | 0 | 0 | 0 | 0 | 0 | 0 | 0
[7 empty] | 0 |  | #DIV/0! | 0 | [10 empty] | 0% |  | 0 | 0 | 0 | 0 | 0 | 0 | 0 | 0 | 0 | 0 | 0 | 0 | 0 | 0 | 0 | 0 | 0 | 0 | 0 | 0 | 0 | 0 | 0 | 0
[7 empty] | 0 |  | #DIV/0! | 0 | [10 empty] | 0% |  | 0 | 0 | 0 | 0 | 0 | 0 | 0 | 0 | 0 | 0 | 0 | 0 | 0 | 0 | 0 | 0 | 0 | 0 | 0 | 0 | 0 | 0 | 0 | 0
[7 empty] | 0 |  | #DIV/0! | 0 | [10 empty] | 0% |  | 0 | 0 | 0 | 0 | 0 | 0 | 0 | 0 | 0 | 0 | 0 | 0 | 0 | 0 | 0 | 0 | 0 | 0 | 0 | 0 | 0 | 0 | 0 | 0
[7 empty] | 0 |  | #DIV/0! | 0 | [10 empty] | 0% |  | 0 | 0 | 0 | 0 | 0 | 0 | 0 | 0 | 0 | 0 | 0 | 0 | 0 | 0 | 0 | 0 | 0 | 0 | 0 | 0 | 0 | 0 | 0 | 0
[7 empty] | 0 |  | #DIV/0! | 0 | [10 empty] | 0% |  | 0 | 0 | 0 | 0 | 0 | 0 | 0 | 0 | 0 | 0 | 0 | 0 | 0 | 0 | 0 | 0 | 0 | 0 | 0 | 0 | 0 | 0 | 0 | 0
[7 empty] | 0 |  | #DIV/0! | 0 | [10 empty] | 0% |  | 0 | 0 | 0 | 0 | 0 | 0 | 0 | 0 | 0 | 0 | 0 | 0 | 0 | 0 | 0 | 0 | 0 | 0 | 0 | 0 | 0 | 0 | 0 | 0
[7 empty] | 0 |  | #DIV/0! | 0 | [10 empty] | 0% |  | 0 | 0 | 0 | 0 | 0 | 0 | 0 | 0 | 0 | 0 | 0 | 0 | 0 | 0 | 0 | 0 | 0 | 0 | 0 | 0 | 0 | 0 | 0 | 0
[7 empty] | 0 |  | #DIV/0! | 0 | [10 empty] | 0% |  | 0 | 0 | 0 | 0 | 0 | 0 | 0 | 0 | 0 | 0 | 0 | 0 | 0 | 0 | 0 | 0 | 0 | 0 | 0 | 0 | 0 | 0 | 0 | 0
[7 empty] | 0 |  | #DIV/0! | 0 | [10 empty] | 0% |  | 0 | 0 | 0 | 0 | 0 | 0 | 0 | 0 | 0 | 0 | 0 | 0 | 0 | 0 | 0 | 0 | 0 | 0 | 0 | 0 | 0 | 0 | 0 | 0
[7 empty] | 0 |  | #DIV/0! | 0 | [10 empty] | 0% |  | 0 | 0 | 0 | 0 | 0 | 0 | 0 | 0 | 0 | 0 | 0 | 0 | 0 | 0 | 0 | 0 | 0 | 0 | 0 | 0 | 0 | 0 | 0 | 0
[7 empty] | 0 |  | #DIV/0! | 0 | [10 empty] | 0% |  | 0 | 0 | 0 | 0 | 0 | 0 | 0 | 0 | 0 | 0 | 0 | 0 | 0 | 0 | 0 | 0 | 0 | 0 | 0 | 0 | 0 | 0 | 0 | 0
[7 empty] | 0 |  | #DIV/0! | 0 | [10 empty] | 0% |  | 0 | 0 | 0 | 0 | 0 | 0 | 0 | 0 | 0 | 0 | 0 | 0 | 0 | 0 | 0 | 0 | 0 | 0 | 0 | 0 | 0 | 0 | 0 | 0
[7 empty] | 0 |  | #DIV/0! | 0 | [10 empty] | 0% |  | 0 | 0 | 0 | 0 | 0 | 0 | 0 | 0 | 0 | 0 | 0 | 0 | 0 | 0 | 0 | 0 | 0 | 0 | 0 | 0 | 0 | 0 | 0 | 0
[7 empty] | 0 |  | #DIV/0! | 0 | [10 empty] | 0% |  | 0 | 0 | 0 | 0 | 0 | 0 | 0 | 0 | 0 | 0 | 0 | 0 | 0 | 0 | 0 | 0 | 0 | 0 | 0 | 0 | 0 | 0 | 0 | 0
[7 empty] | 0 |  | #DIV/0! | 0 | [10 empty] | 0% |  | 0 | 0 | 0 | 0 | 0 | 0 | 0 | 0 | 0 | 0 | 0 | 0 | 0 | 0 | 0 | 0 | 0 | 0 | 0 | 0 | 0 | 0 | 0 | 0
[7 empty] | 0 |  | #DIV/0! | 0 | [10 empty] | 0% |  | 0 | 0 | 0 | 0 | 0 | 0 | 0 | 0 | 0 | 0 | 0 | 0 | 0 | 0 | 0 | 0 | 0 | 0 | 0 | 0 | 0 | 0 | 0 | 0
[7 empty] | 0 |  | #DIV/0! | 0 | [10 empty] | 0% |  | 0 | 0 | 0 | 0 | 0 | 0 | 0 | 0 | 0 | 0 | 0 | 0 | 0 | 0 | 0 | 0 | 0 | 0 | 0 | 0 | 0 | 0 | 0 | 0
[7 empty] | 0 |  | #DIV/0! | 0 | [10 empty] | 0% |  | 0 | 0 | 0 | 0 | 0 | 0 | 0 | 0 | 0 | 0 | 0 | 0 | 0 | 0 | 0 | 0 | 0 | 0 | 0 | 0 | 0 | 0 | 0 | 0
[7 empty] | 0 |  | #DIV/0! | 0 | [10 empty] | 0% |  | 0 | 0 | 0 | 0 | 0 | 0 | 0 | 0 | 0 | 0 | 0 | 0 | 0 | 0 | 0 | 0 | 0 | 0 | 0 | 0 | 0 | 0 | 0 | 0
[7 empty] | 0 |  | #DIV/0! | 0 | [10 empty] | 0% |  | 0 | 0 | 0 | 0 | 0 | 0 | 0 | 0 | 0 | 0 | 0 | 0 | 0 | 0 | 0 | 0 | 0 | 0 | 0 | 0 | 0 | 0 | 0 | 0
[7 empty] | 0 |  | #DIV/0! | 0 | [10 empty] | 0% |  | 0 | 0 | 0 | 0 | 0 | 0 | 0 | 0 | 0 | 0 | 0 | 0 | 0 | 0 | 0 | 0 | 0 | 0 | 0 | 0 | 0 | 0 | 0 | 0
[7 empty] | 0 |  | #DIV/0! | 0 | [10 empty] | 0% |  | 0 | 0 | 0 | 0 | 0 | 0 | 0 | 0 | 0 | 0 | 0 | 0 | 0 | 0 | 0 | 0 | 0 | 0 | 0 | 0 | 0 | 0 | 0 | 0
[7 empty] | 0 |  | #DIV/0! | 0 | [10 empty] | 0% |  | 0 | 0 | 0 | 0 | 0 | 0 | 0 | 0 | 0 | 0 | 0 | 0 | 0 | 0 | 0 | 0 | 0 | 0 | 0 | 0 | 0 | 0 | 0 | 0
[7 empty] | 0 |  | #DIV/0! | 0 | [10 empty] | 0% |  | 0 | 0 | 0 | 0 | 0 | 0 | 0 | 0 | 0 | 0 | 0 | 0 | 0 | 0 | 0 | 0 | 0 | 0 | 0 | 0 | 0 | 0 | 0 | 0
[7 empty] | 0 |  | #DIV/0! | 0 | [10 empty] | 0% |  | 0 | 0 | 0 | 0 | 0 | 0 | 0 | 0 | 0 | 0 | 0 | 0 | 0 | 0 | 0 | 0 | 0 | 0 | 0 | 0 | 0 | 0 | 0 | 0
[7 empty] | 0 |  | #DIV/0! | 0 | [10 empty] | 0% |  | 0 | 0 | 0 | 0 | 0 | 0 | 0 | 0 | 0 | 0 | 0 | 0 | 0 | 0 | 0 | 0 | 0 | 0 | 0 | 0 | 0 | 0 | 0 | 0
[7 empty] | 0 |  | #DIV/0! | 0 | [10 empty] | 0% |  | 0 | 0 | 0 | 0 | 0 | 0 | 0 | 0 | 0 | 0 | 0 | 0 | 0 | 0 | 0 | 0 | 0 | 0 | 0 | 0 | 0 | 0 | 0 | 0
[7 empty] | 0 |  | #DIV/0! | 0 | [10 empty] | 0% |  | 0 | 0 | 0 | 0 | 0 | 0 | 0 | 0 | 0 | 0 | 0 | 0 | 0 | 0 | 0 | 0 | 0 | 0 | 0 | 0 | 0 | 0 | 0 | 0
[7 empty] | 0 |  | #DIV/0! | 0 | [10 empty] | 0% |  | 0 | 0 | 0 | 0 | 0 | 0 | 0 | 0 | 0 | 0 | 0 | 0 | 0 | 0 | 0 | 0 | 0 | 0 | 0 | 0 | 0 | 0 | 0 | 0
[7 empty] | 0 |  | #DIV/0! | 0 | [10 empty] | 0% |  | 0 | 0 | 0 | 0 | 0 | 0 | 0 | 0 | 0 | 0 | 0 | 0 | 0 | 0 | 0 | 0 | 0 | 0 | 0 | 0 | 0 | 0 | 0 | 0
[7 empty] | 0 |  | #DIV/0! | 0 | [10 empty] | 0% |  | 0 | 0 | 0 | 0 | 0 | 0 | 0 | 0 | 0 | 0 | 0 | 0 | 0 | 0 | 0 | 0 | 0 | 0 | 0 | 0 | 0 | 0 | 0 | 0
[7 empty] | 0 |  | #DIV/0! | 0 | [10 empty] | 0% |  | 0 | 0 | 0 | 0 | 0 | 0 | 0 | 0 | 0 | 0 | 0 | 0 | 0 | 0 | 0 | 0 | 0 | 0 | 0 | 0 | 0 | 0 | 0 | 0
[7 empty] | 0 |  | #DIV/0! | 0 | [10 empty] | 0% |  | 0 | 0 | 0 | 0 | 0 | 0 | 0 | 0 | 0 | 0 | 0 | 0 | 0 | 0 | 0 | 0 | 0 | 0 | 0 | 0 | 0 | 0 | 0 | 0
[7 empty] | 0 |  | #DIV/0! | 0 | [10 empty] | 0% |  | 0 | 0 | 0 | 0 | 0 | 0 | 0 | 0 | 0 | 0 | 0 | 0 | 0 | 0 | 0 | 0 | 0 | 0 | 0 | 0 | 0 | 0 | 0 | 0
[7 empty] | 0 |  | #DIV/0! | 0 | [10 empty] | 0% |  | 0 | 0 | 0 | 0 | 0 | 0 | 0 | 0 | 0 | 0 | 0 | 0 | 0 | 0 | 0 | 0 | 0 | 0 | 0 | 0 | 0 | 0 | 0 | 0
[7 empty] | 0 |  | #DIV/0! | 0 | [10 empty] | 0% |  | 0 | 0 | 0 | 0 | 0 | 0 | 0 | 0 | 0 | 0 | 0 | 0 | 0 | 0 | 0 | 0 | 0 | 0 | 0 | 0 | 0 | 0 | 0 | 0
[7 empty] | 0 |  | #DIV/0! | 0 | [10 empty] | 0% |  | 0 | 0 | 0 | 0 | 0 | 0 | 0 | 0 | 0 | 0 | 0 | 0 | 0 | 0 | 0 | 0 | 0 | 0 | 0 | 0 | 0 | 0 | 0 | 0
[7 empty] | 0 |  | #DIV/0! | 0 | [10 empty] | 0% |  | 0 | 0 | 0 | 0 | 0 | 0 | 0 | 0 | 0 | 0 | 0 | 0 | 0 | 0 | 0 | 0 | 0 | 0 | 0 | 0 | 0 | 0 | 0 | 0
[7 empty] | 0 |  | #DIV/0! | 0 | [10 empty] | 0% |  | 0 | 0 | 0 | 0 | 0 | 0 | 0 | 0 | 0 | 0 | 0 | 0 | 0 | 0 | 0 | 0 | 0 | 0 | 0 | 0 | 0 | 0 | 0 | 0
[7 empty] | 0 |  | #DIV/0! | 0 | [10 empty] | 0% |  | 0 | 0 | 0 | 0 | 0 | 0 | 0 | 0 | 0 | 0 | 0 | 0 | 0 | 0 | 0 | 0 | 0 | 0 | 0 | 0 | 0 | 0 | 0 | 0
[7 empty] | 0 |  | #DIV/0! | 0 | [10 empty] | 0% |  | 0 | 0 | 0 | 0 | 0 | 0 | 0 | 0 | 0 | 0 | 0 | 0 | 0 | 0 | 0 | 0 | 0 | 0 | 0 | 0 | 0 | 0 | 0 | 0
[7 empty] | 0 |  | #DIV/0! | 0 | [10 empty] | 0% |  | 0 | 0 | 0 | 0 | 0 | 0 | 0 | 0 | 0 | 0 | 0 | 0 | 0 | 0 | 0 | 0 | 0 | 0 | 0 | 0 | 0 | 0 | 0 | 0
[7 empty] | 0 |  | #DIV/0! | 0 | [10 empty] | 0% |  | 0 | 0 | 0 | 0 | 0 | 0 | 0 | 0 | 0 | 0 | 0 | 0 | 0 | 0 | 0 | 0 | 0 | 0 | 0 | 0 | 0 | 0 | 0 | 0
[7 empty] | 0 |  | #DIV/0! | 0 | [10 empty] | 0% |  | 0 | 0 | 0 | 0 | 0 | 0 | 0 | 0 | 0 | 0 | 0 | 0 | 0 | 0 | 0 | 0 | 0 | 0 | 0 | 0 | 0 | 0 | 0 | 0
[7 empty] | 0 |  | #DIV/0! | 0 | [10 empty] | 0% |  | 0 | 0 | 0 | 0 | 0 | 0 | 0 | 0 | 0 | 0 | 0 | 0 | 0 | 0 | 0 | 0 | 0 | 0 | 0 | 0 | 0 | 0 | 0 | 0
[7 empty] | 0 |  | #DIV/0! | 0 | [10 empty] | 0% |  | 0 | 0 | 0 | 0 | 0 | 0 | 0 | 0 | 0 | 0 | 0 | 0 | 0 | 0 | 0 | 0 | 0 | 0 | 0 | 0 | 0 | 0 | 0 | 0
[7 empty] | 0 |  | #DIV/0! | 0 | [10 empty] | 0% |  | 0 | 0 | 0 | 0 | 0 | 0 | 0 | 0 | 0 | 0 | 0 | 0 | 0 | 0 | 0 | 0 | 0 | 0 | 0 | 0 | 0 | 0 | 0 | 0
[7 empty] | 0 |  | #DIV/0! | 0 | [10 empty] | 0% |  | 0 | 0 | 0 | 0 | 0 | 0 | 0 | 0 | 0 | 0 | 0 | 0 | 0 | 0 | 0 | 0 | 0 | 0 | 0 | 0 | 0 | 0 | 0 | 0
[7 empty] | 0 |  | #DIV/0! | 0 | [10 empty] | 0% |  | 0 | 0 | 0 | 0 | 0 | 0 | 0 | 0 | 0 | 0 | 0 | 0 | 0 | 0 | 0 | 0 | 0 | 0 | 0 | 0 | 0 | 0 | 0 | 0
[7 empty] | 0 |  | #DIV/0! | 0 | [10 empty] | 0% |  | 0 | 0 | 0 | 0 | 0 | 0 | 0 | 0 | 0 | 0 | 0 | 0 | 0 | 0 | 0 | 0 | 0 | 0 | 0 | 0 | 0 | 0 | 0 | 0
[7 empty] | 0 |  | #DIV/0! | 0 | [10 empty] | 0% |  | 0 | 0 | 0 | 0 | 0 | 0 | 0 | 0 | 0 | 0 | 0 | 0 | 0 | 0 | 0 | 0 | 0 | 0 | 0 | 0 | 0 | 0 | 0 | 0
[7 empty] | 0 |  | #DIV/0! | 0 | [10 empty] | 0% |  | 0 | 0 | 0 | 0 | 0 | 0 | 0 | 0 | 0 | 0 | 0 | 0 | 0 | 0 | 0 | 0 | 0 | 0 | 0 | 0 | 0 | 0 | 0 | 0
[7 empty] | 0 |  | #DIV/0! | 0 | [10 empty] | 0% |  | 0 | 0 | 0 | 0 | 0 | 0 | 0 | 0 | 0 | 0 | 0 | 0 | 0 | 0 | 0 | 0 | 0 | 0 | 0 | 0 | 0 | 0 | 0 | 0
[7 empty] | 0 |  | #DIV/0! | 0 | [10 empty] | 0% |  | 0 | 0 | 0 | 0 | 0 | 0 | 0 | 0 | 0 | 0 | 0 | 0 | 0 | 0 | 0 | 0 | 0 | 0 | 0 | 0 | 0 | 0 | 0 | 0
[7 empty] | 0 |  | #DIV/0! | 0 | [10 empty] | 0% |  | 0 | 0 | 0 | 0 | 0 | 0 | 0 | 0 | 0 | 0 | 0 | 0 | 0 | 0 | 0 | 0 | 0 | 0 | 0 | 0 | 0 | 0 | 0 | 0
[7 empty] | 0 |  | #DIV/0! | 0 | [10 empty] | 0% |  | 0 | 0 | 0 | 0 | 0 | 0 | 0 | 0 | 0 | 0 | 0 | 0 | 0 | 0 | 0 | 0 | 0 | 0 | 0 | 0 | 0 | 0 | 0 | 0
[7 empty] | 0 |  | #DIV/0! | 0 | [10 empty] | 0% |  | 0 | 0 | 0 | 0 | 0 | 0 | 0 | 0 | 0 | 0 | 0 | 0 | 0 | 0 | 0 | 0 | 0 | 0 | 0 | 0 | 0 | 0 | 0 | 0
[7 empty] | 0 |  | #DIV/0! | 0 | [10 empty] | 0% |  | 0 | 0 | 0 | 0 | 0 | 0 | 0 | 0 | 0 | 0 | 0 | 0 | 0 | 0 | 0 | 0 | 0 | 0 | 0 | 0 | 0 | 0 | 0 | 0
[7 empty] | 0 |  | #DIV/0! | 0 | [10 empty] | 0% |  | 0 | 0 | 0 | 0 | 0 | 0 | 0 | 0 | 0 | 0 | 0 | 0 | 0 | 0 | 0 | 0 | 0 | 0 | 0 | 0 | 0 | 0 | 0 | 0
[7 empty] | 0 |  | #DIV/0! | 0 | [10 empty] | 0% |  | 0 | 0 | 0 | 0 | 0 | 0 | 0 | 0 | 0 | 0 | 0 | 0 | 0 | 0 | 0 | 0 | 0 | 0 | 0 | 0 | 0 | 0 | 0 | 0
[7 empty] | 0 |  | #DIV/0! | 0 | [10 empty] | 0% |  | 0 | 0 | 0 | 0 | 0 | 0 | 0 | 0 | 0 | 0 | 0 | 0 | 0 | 0 | 0 | 0 | 0 | 0 | 0 | 0 | 0 | 0 | 0 | 0
[7 empty] | 0 |  | #DIV/0! | 0 | [10 empty] | 0% |  | 0 | 0 | 0 | 0 | 0 | 0 | 0 | 0 | 0 | 0 | 0 | 0 | 0 | 0 | 0 | 0 | 0 | 0 | 0 | 0 | 0 | 0 | 0 | 0
[7 empty] | 0 |  | #DIV/0! | 0 | [10 empty] | 0% |  | 0 | 0 | 0 | 0 | 0 | 0 | 0 | 0 | 0 | 0 | 0 | 0 | 0 | 0 | 0 | 0 | 0 | 0 | 0 | 0 | 0 | 0 | 0 | 0
[7 empty] | 0 |  | #DIV/0! | 0 | [10 empty] | 0% |  | 0 | 0 | 0 | 0 | 0 | 0 | 0 | 0 | 0 | 0 | 0 | 0 | 0 | 0 | 0 | 0 | 0 | 0 | 0 | 0 | 0 | 0 | 0 | 0
[7 empty] | 0 |  | #DIV/0! | 0 | [10 empty] | 0% |  | 0 | 0 | 0 | 0 | 0 | 0 | 0 | 0 | 0 | 0 | 0 | 0 | 0 | 0 | 0 | 0 | 0 | 0 | 0 | 0 | 0 | 0 | 0 | 0
[7 empty] | 0 |  | #DIV/0! | 0 | [10 empty] | 0% |  | 0 | 0 | 0 | 0 | 0 | 0 | 0 | 0 | 0 | 0 | 0 | 0 | 0 | 0 | 0 | 0 | 0 | 0 | 0 | 0 | 0 | 0 | 0 | 0
[7 empty] | 0 |  | #DIV/0! | 0 | [10 empty] | 0% |  | 0 | 0 | 0 | 0 | 0 | 0 | 0 | 0 | 0 | 0 | 0 | 0 | 0 | 0 | 0 | 0 | 0 | 0 | 0 | 0 | 0 | 0 | 0 | 0
[7 empty] | 0 |  | #DIV/0! | 0 | [10 empty] | 0% |  | 0 | 0 | 0 | 0 | 0 | 0 | 0 | 0 | 0 | 0 | 0 | 0 | 0 | 0 | 0 | 0 | 0 | 0 | 0 | 0 | 0 | 0 | 0 | 0
[7 empty] | 0 |  | #DIV/0! | 0 | [10 empty] | 0% |  | 0 | 0 | 0 | 0 | 0 | 0 | 0 | 0 | 0 | 0 | 0 | 0 | 0 | 0 | 0 | 0 | 0 | 0 | 0 | 0 | 0 | 0 | 0 | 0
[7 empty] | 0 |  | #DIV/0! | 0 | [10 empty] | 0% |  | 0 | 0 | 0 | 0 | 0 | 0 | 0 | 0 | 0 | 0 | 0 | 0 | 0 | 0 | 0 | 0 | 0 | 0 | 0 | 0 | 0 | 0 | 0 | 0
[7 empty] | 0 |  | #DIV/0! | 0 | [10 empty] | 0% |  | 0 | 0 | 0 | 0 | 0 | 0 | 0 | 0 | 0 | 0 | 0 | 0 | 0 | 0 | 0 | 0 | 0 | 0 | 0 | 0 | 0 | 0 | 0 | 0
[7 empty] | 0 |  | #DIV/0! | 0 | [10 empty] | 0% |  | 0 | 0 | 0 | 0 | 0 | 0 | 0 | 0 | 0 | 0 | 0 | 0 | 0 | 0 | 0 | 0 | 0 | 0 | 0 | 0 | 0 | 0 | 0 | 0
[7 empty] | 0 |  | #DIV/0! | 0 | [10 empty] | 0% |  | 0 | 0 | 0 | 0 | 0 | 0 | 0 | 0 | 0 | 0 | 0 | 0 | 0 | 0 | 0 | 0 | 0 | 0 | 0 | 0 | 0 | 0 | 0 | 0
[7 empty] | 0 |  | #DIV/0! | 0 | [10 empty] | 0% |  | 0 | 0 | 0 | 0 | 0 | 0 | 0 | 0 | 0 | 0 | 0 | 0 | 0 | 0 | 0 | 0 | 0 | 0 | 0 | 0 | 0 | 0 | 0 | 0
[7 empty] | 0 |  | #DIV/0! | 0 | [10 empty] | 0% |  | 0 | 0 | 0 | 0 | 0 | 0 | 0 | 0 | 0 | 0 | 0 | 0 | 0 | 0 | 0 | 0 | 0 | 0 | 0 | 0 | 0 | 0 | 0 | 0
[7 empty] | 0 |  | #DIV/0! | 0 | [10 empty] | 0% |  | 0 | 0 | 0 | 0 | 0 | 0 | 0 | 0 | 0 | 0 | 0 | 0 | 0 | 0 | 0 | 0 | 0 | 0 | 0 | 0 | 0 | 0 | 0 | 0
[7 empty] | 0 |  | #DIV/0! | 0 | [10 empty] | 0% |  | 0 | 0 | 0 | 0 | 0 | 0 | 0 | 0 | 0 | 0 | 0 | 0 | 0 | 0 | 0 | 0 | 0 | 0 | 0 | 0 | 0 | 0 | 0 | 0
[7 empty] | 0 |  | #DIV/0! | 0 | [10 empty] | 0% |  | 0 | 0 | 0 | 0 | 0 | 0 | 0 | 0 | 0 | 0 | 0 | 0 | 0 | 0 | 0 | 0 | 0 | 0 | 0 | 0 | 0 | 0 | 0 | 0
[7 empty] | 0 |  | #DIV/0! | 0 | [10 empty] | 0% |  | 0 | 0 | 0 | 0 | 0 | 0 | 0 | 0 | 0 | 0 | 0 | 0 | 0 | 0 | 0 | 0 | 0 | 0 | 0 | 0 | 0 | 0 | 0 | 0
[7 empty] | 0 |  | #DIV/0! | 0 | [10 empty] | 0% |  | 0 | 0 | 0 | 0 | 0 | 0 | 0 | 0 | 0 | 0 | 0 | 0 | 0 | 0 | 0 | 0 | 0 | 0 | 0 | 0 | 0 | 0 | 0 | 0
[7 empty] | 0 |  | #DIV/0! | 0 | [10 empty] | 0% |  | 0 | 0 | 0 | 0 | 0 | 0 | 0 | 0 | 0 | 0 | 0 | 0 | 0 | 0 | 0 | 0 | 0 | 0 | 0 | 0 | 0 | 0 | 0 | 0
[7 empty] | 0 |  | #DIV/0! | 0 | [10 empty] | 0% |  | 0 | 0 | 0 | 0 | 0 | 0 | 0 | 0 | 0 | 0 | 0 | 0 | 0 | 0 | 0 | 0 | 0 | 0 | 0 | 0 | 0 | 0 | 0 | 0
[7 empty] | 0 |  | #DIV/0! | 0 | [10 empty] | 0% |  | 0 | 0 | 0 | 0 | 0 | 0 | 0 | 0 | 0 | 0 | 0 | 0 | 0 | 0 | 0 | 0 | 0 | 0 | 0 | 0 | 0 | 0 | 0 | 0
[7 empty] | 0 |  | #DIV/0! | 0 | [10 empty] | 0% |  | 0 | 0 | 0 | 0 | 0 | 0 | 0 | 0 | 0 | 0 | 0 | 0 | 0 | 0 | 0 | 0 | 0 | 0 | 0 | 0 | 0 | 0 | 0 | 0
[7 empty] | 0 |  | #DIV/0! | 0 | [10 empty] | 0% |  | 0 | 0 | 0 | 0 | 0 | 0 | 0 | 0 | 0 | 0 | 0 | 0 | 0 | 0 | 0 | 0 | 0 | 0 | 0 | 0 | 0 | 0 | 0 | 0
[7 empty] | 0 |  | #DIV/0! | 0 | [10 empty] | 0% |  | 0 | 0 | 0 | 0 | 0 | 0 | 0 | 0 | 0 | 0 | 0 | 0 | 0 | 0 | 0 | 0 | 0 | 0 | 0 | 0 | 0 | 0 | 0 | 0
[7 empty] | 0 |  | #DIV/0! | 0 | [10 empty] | 0% |  | 0 | 0 | 0 | 0 | 0 | 0 | 0 | 0 | 0 | 0 | 0 | 0 | 0 | 0 | 0 | 0 | 0 | 0 | 0 | 0 | 0 | 0 | 0 | 0
[7 empty] | 0 |  | #DIV/0! | 0 | [10 empty] | 0% |  | 0 | 0 | 0 | 0 | 0 | 0 | 0 | 0 | 0 | 0 | 0 | 0 | 0 | 0 | 0 | 0 | 0 | 0 | 0 | 0 | 0 | 0 | 0 | 0
[7 empty] | 0 |  | #DIV/0! | 0 | [10 empty] | 0% |  | 0 | 0 | 0 | 0 | 0 | 0 | 0 | 0 | 0 | 0 | 0 | 0 | 0 | 0 | 0 | 0 | 0 | 0 | 0 | 0 | 0 | 0 | 0 | 0
[7 empty] | 0 |  | #DIV/0! | 0 | [10 empty] | 0% |  | 0 | 0 | 0 | 0 | 0 | 0 | 0 | 0 | 0 | 0 | 0 | 0 | 0 | 0 | 0 | 0 | 0 | 0 | 0 | 0 | 0 | 0 | 0 | 0
[7 empty] | 0 |  | #DIV/0! | 0 | [10 empty] | 0% |  | 0 | 0 | 0 | 0 | 0 | 0 | 0 | 0 | 0 | 0 | 0 | 0 | 0 | 0 | 0 | 0 | 0 | 0 | 0 | 0 | 0 | 0 | 0 | 0
[7 empty] | 0 |  | #DIV/0! | 0 | [10 empty] | 0% |  | 0 | 0 | 0 | 0 | 0 | 0 | 0 | 0 | 0 | 0 | 0 | 0 | 0 | 0 | 0 | 0 | 0 | 0 | 0 | 0 | 0 | 0 | 0 | 0
[7 empty] | 0 |  | #DIV/0! | 0 | [10 empty] | 0% |  | 0 | 0 | 0 | 0 | 0 | 0 | 0 | 0 | 0 | 0 | 0 | 0 | 0 | 0 | 0 | 0 | 0 | 0 | 0 | 0 | 0 | 0 | 0 | 0
[7 empty] | 0 |  | #DIV/0! | 0 | [10 empty] | 0% |  | 0 | 0 | 0 | 0 | 0 | 0 | 0 | 0 | 0 | 0 | 0 | 0 | 0 | 0 | 0 | 0 | 0 | 0 | 0 | 0 | 0 | 0 | 0 | 0
[7 empty] | 0 |  | #DIV/0! | 0 | [10 empty] | 0% |  | 0 | 0 | 0 | 0 | 0 | 0 | 0 | 0 | 0 | 0 | 0 | 0 | 0 | 0 | 0 | 0 | 0 | 0 | 0 | 0 | 0 | 0 | 0 | 0
[7 empty] | 0 |  | #DIV/0! | 0 | [10 empty] | 0% |  | 0 | 0 | 0 | 0 | 0 | 0 | 0 | 0 | 0 | 0 | 0 | 0 | 0 | 0 | 0 | 0 | 0 | 0 | 0 | 0 | 0 | 0 | 0 | 0
[7 empty] | 0 |  | #DIV/0! | 0 | [10 empty] | 0% |  | 0 | 0 | 0 | 0 | 0 | 0 | 0 | 0 | 0 | 0 | 0 | 0 | 0 | 0 | 0 | 0 | 0 | 0 | 0 | 0 | 0 | 0 | 0 | 0
[7 empty] | 0 |  | #DIV/0! | 0 | [10 empty] | 0% |  | 0 | 0 | 0 | 0 | 0 | 0 | 0 | 0 | 0 | 0 | 0 | 0 | 0 | 0 | 0 | 0 | 0 | 0 | 0 | 0 | 0 | 0 | 0 | 0
[7 empty] | 0 |  | #DIV/0! | 0 | [10 empty] | 0% |  | 0 | 0 | 0 | 0 | 0 | 0 | 0 | 0 | 0 | 0 | 0 | 0 | 0 | 0 | 0 | 0 | 0 | 0 | 0 | 0 | 0 | 0 | 0 | 0
[7 empty] | 0 |  | #DIV/0! | 0 | [10 empty] | 0% |  | 0 | 0 | 0 | 0 | 0 | 0 | 0 | 0 | 0 | 0 | 0 | 0 | 0 | 0 | 0 | 0 | 0 | 0 | 0 | 0 | 0 | 0 | 0 | 0
[7 empty] | 0 |  | #DIV/0! | 0 | [10 empty] | 0% |  | 0 | 0 | 0 | 0 | 0 | 0 | 0 | 0 | 0 | 0 | 0 | 0 | 0 | 0 | 0 | 0 | 0 | 0 | 0 | 0 | 0 | 0 | 0 | 0
[7 empty] | 0 |  | #DIV/0! | 0 | [10 empty] | 0% |  | 0 | 0 | 0 | 0 | 0 | 0 | 0 | 0 | 0 | 0 | 0 | 0 | 0 | 0 | 0 | 0 | 0 | 0 | 0 | 0 | 0 | 0 | 0 | 0
[7 empty] | 0 |  | #DIV/0! | 0 | [10 empty] | 0% |  | 0 | 0 | 0 | 0 | 0 | 0 | 0 | 0 | 0 | 0 | 0 | 0 | 0 | 0 | 0 | 0 | 0 | 0 | 0 | 0 | 0 | 0 | 0 | 0
[7 empty] | 0 |  | #DIV/0! | 0 | [10 empty] | 0% |  | 0 | 0 | 0 | 0 | 0 | 0 | 0 | 0 | 0 | 0 | 0 | 0 | 0 | 0 | 0 | 0 | 0 | 0 | 0 | 0 | 0 | 0 | 0 | 0
[7 empty] | 0 |  | #DIV/0! | 0 | [10 empty] | 0% |  | 0 | 0 | 0 | 0 | 0 | 0 | 0 | 0 | 0 | 0 | 0 | 0 | 0 | 0 | 0 | 0 | 0 | 0 | 0 | 0 | 0 | 0 | 0 | 0
[7 empty] | 0 |  | #DIV/0! | 0 | [10 empty] | 0% |  | 0 | 0 | 0 | 0 | 0 | 0 | 0 | 0 | 0 | 0 | 0 | 0 | 0 | 0 | 0 | 0 | 0 | 0 | 0 | 0 | 0 | 0 | 0 | 0
[7 empty] | 0 |  | #DIV/0! | 0 | [10 empty] | 0% |  | 0 | 0 | 0 | 0 | 0 | 0 | 0 | 0 | 0 | 0 | 0 | 0 | 0 | 0 | 0 | 0 | 0 | 0 | 0 | 0 | 0 | 0 | 0 | 0
[7 empty] | 0 |  | #DIV/0! | 0 | [10 empty] | 0% |  | 0 | 0 | 0 | 0 | 0 | 0 | 0 | 0 | 0 | 0 | 0 | 0 | 0 | 0 | 0 | 0 | 0 | 0 | 0 | 0 | 0 | 0 | 0 | 0
[7 empty] | 0 |  | #DIV/0! | 0 | [10 empty] | 0% |  | 0 | 0 | 0 | 0 | 0 | 0 | 0 | 0 | 0 | 0 | 0 | 0 | 0 | 0 | 0 | 0 | 0 | 0 | 0 | 0 | 0 | 0 | 0 | 0
[7 empty] | 0 |  | #DIV/0! | 0 | [10 empty] | 0% |  | 0 | 0 | 0 | 0 | 0 | 0 | 0 | 0 | 0 | 0 | 0 | 0 | 0 | 0 | 0 | 0 | 0 | 0 | 0 | 0 | 0 | 0 | 0 | 0
[7 empty] | 0 |  | #DIV/0! | 0 | [10 empty] | 0% |  | 0 | 0 | 0 | 0 | 0 | 0 | 0 | 0 | 0 | 0 | 0 | 0 | 0 | 0 | 0 | 0 | 0 | 0 | 0 | 0 | 0 | 0 | 0 | 0
[7 empty] | 0 |  | #DIV/0! | 0 | [10 empty] | 0% |  | 0 | 0 | 0 | 0 | 0 | 0 | 0 | 0 | 0 | 0 | 0 | 0 | 0 | 0 | 0 | 0 | 0 | 0 | 0 | 0 | 0 | 0 | 0 | 0
[7 empty] | 0 |  | #DIV/0! | 0 | [10 empty] | 0% |  | 0 | 0 | 0 | 0 | 0 | 0 | 0 | 0 | 0 | 0 | 0 | 0 | 0 | 0 | 0 | 0 | 0 | 0 | 0 | 0 | 0 | 0 | 0 | 0
[7 empty] | 0 |  | #DIV/0! | 0 | [10 empty] | 0% |  | 0 | 0 | 0 | 0 | 0 | 0 | 0 | 0 | 0 | 0 | 0 | 0 | 0 | 0 | 0 | 0 | 0 | 0 | 0 | 0 | 0 | 0 | 0 | 0
[7 empty] | 0 |  | #DIV/0! | 0 | [10 empty] | 0% |  | 0 | 0 | 0 | 0 | 0 | 0 | 0 | 0 | 0 | 0 | 0 | 0 | 0 | 0 | 0 | 0 | 0 | 0 | 0 | 0 | 0 | 0 | 0 | 0
[7 empty] | 0 |  | #DIV/0! | 0 | [10 empty] | 0% |  | 0 | 0 | 0 | 0 | 0 | 0 | 0 | 0 | 0 | 0 | 0 | 0 | 0 | 0 | 0 | 0 | 0 | 0 | 0 | 0 | 0 | 0 | 0 | 0
[7 empty] | 0 |  | #DIV/0! | 0 | [10 empty] | 0% |  | 0 | 0 | 0 | 0 | 0 | 0 | 0 | 0 | 0 | 0 | 0 | 0 | 0 | 0 | 0 | 0 | 0 | 0 | 0 | 0 | 0 | 0 | 0 | 0
[7 empty] | 0 |  | #DIV/0! | 0 | [10 empty] | 0% |  | 0 | 0 | 0 | 0 | 0 | 0 | 0 | 0 | 0 | 0 | 0 | 0 | 0 | 0 | 0 | 0 | 0 | 0 | 0 | 0 | 0 | 0 | 0 | 0
[7 empty] | 0 |  | #DIV/0! | 0 | [10 empty] | 0% |  | 0 | 0 | 0 | 0 | 0 | 0 | 0 | 0 | 0 | 0 | 0 | 0 | 0 | 0 | 0 | 0 | 0 | 0 | 0 | 0 | 0 | 0 | 0 | 0
[7 empty] | 0 |  | #DIV/0! | 0 | [10 empty] | 0% |  | 0 | 0 | 0 | 0 | 0 | 0 | 0 | 0 | 0 | 0 | 0 | 0 | 0 | 0 | 0 | 0 | 0 | 0 | 0 | 0 | 0 | 0 | 0 | 0
[7 empty] | 0 |  | #DIV/0! | 0 | [10 empty] | 0% |  | 0 | 0 | 0 | 0 | 0 | 0 | 0 | 0 | 0 | 0 | 0 | 0 | 0 | 0 | 0 | 0 | 0 | 0 | 0 | 0 | 0 | 0 | 0 | 0
[7 empty] | 0 |  | #DIV/0! | 0 | [10 empty] | 0% |  | 0 | 0 | 0 | 0 | 0 | 0 | 0 | 0 | 0 | 0 | 0 | 0 | 0 | 0 | 0 | 0 | 0 | 0 | 0 | 0 | 0 | 0 | 0 | 0
[7 empty] | 0 |  | #DIV/0! | 0 | [10 empty] | 0% |  | 0 | 0 | 0 | 0 | 0 | 0 | 0 | 0 | 0 | 0 | 0 | 0 | 0 | 0 | 0 | 0 | 0 | 0 | 0 | 0 | 0 | 0 | 0 | 0
[7 empty] | 0 |  | #DIV/0! | 0 | [10 empty] | 0% |  | 0 | 0 | 0 | 0 | 0 | 0 | 0 | 0 | 0 | 0 | 0 | 0 | 0 | 0 | 0 | 0 | 0 | 0 | 0 | 0 | 0 | 0 | 0 | 0
[7 empty] | 0 |  | #DIV/0! | 0 | [10 empty] | 0% |  | 0 | 0 | 0 | 0 | 0 | 0 | 0 | 0 | 0 | 0 | 0 | 0 | 0 | 0 | 0 | 0 | 0 | 0 | 0 | 0 | 0 | 0 | 0 | 0
[7 empty] | 0 |  | #DIV/0! | 0 | [10 empty] | 0% |  | 0 | 0 | 0 | 0 | 0 | 0 | 0 | 0 | 0 | 0 | 0 | 0 | 0 | 0 | 0 | 0 | 0 | 0 | 0 | 0 | 0 | 0 | 0 | 0
[7 empty] | 0 |  | #DIV/0! | 0 | [10 empty] | 0% |  | 0 | 0 | 0 | 0 | 0 | 0 | 0 | 0 | 0 | 0 | 0 | 0 | 0 | 0 | 0 | 0 | 0 | 0 | 0 | 0 | 0 | 0 | 0 | 0
[7 empty] | 0 |  | #DIV/0! | 0 | [10 empty] | 0% |  | 0 | 0 | 0 | 0 | 0 | 0 | 0 | 0 | 0 | 0 | 0 | 0 | 0 | 0 | 0 | 0 | 0 | 0 | 0 | 0 | 0 | 0 | 0 | 0
[7 empty] | 0 |  | #DIV/0! | 0 | [10 empty] | 0% |  | 0 | 0 | 0 | 0 | 0 | 0 | 0 | 0 | 0 | 0 | 0 | 0 | 0 | 0 | 0 | 0 | 0 | 0 | 0 | 0 | 0 | 0 | 0 | 0
[7 empty] | 0 |  | #DIV/0! | 0 | [10 empty] | 0% |  | 0 | 0 | 0 | 0 | 0 | 0 | 0 | 0 | 0 | 0 | 0 | 0 | 0 | 0 | 0 | 0 | 0 | 0 | 0 | 0 | 0 | 0 | 0 | 0
[7 empty] | 0 |  | #DIV/0! | 0 | [10 empty] | 0% |  | 0 | 0 | 0 | 0 | 0 | 0 | 0 | 0 | 0 | 0 | 0 | 0 | 0 | 0 | 0 | 0 | 0 | 0 | 0 | 0 | 0 | 0 | 0 | 0
[7 empty] | 0 |  | #DIV/0! | 0 | [10 empty] | 0% |  | 0 | 0 | 0 | 0 | 0 | 0 | 0 | 0 | 0 | 0 | 0 | 0 | 0 | 0 | 0 | 0 | 0 | 0 | 0 | 0 | 0 | 0 | 0 | 0
[7 empty] | 0 |  | #DIV/0! | 0 | [10 empty] | 0% |  | 0 | 0 | 0 | 0 | 0 | 0 | 0 | 0 | 0 | 0 | 0 | 0 | 0 | 0 | 0 | 0 | 0 | 0 | 0 | 0 | 0 | 0 | 0 | 0
[7 empty] | 0 |  | #DIV/0! | 0 | [10 empty] | 0% |  | 0 | 0 | 0 | 0 | 0 | 0 | 0 | 0 | 0 | 0 | 0 | 0 | 0 | 0 | 0 | 0 | 0 | 0 | 0 | 0 | 0 | 0 | 0 | 0
[7 empty] | 0 |  | #DIV/0! | 0 | [10 empty] | 0% |  | 0 | 0 | 0 | 0 | 0 | 0 | 0 | 0 | 0 | 0 | 0 | 0 | 0 | 0 | 0 | 0 | 0 | 0 | 0 | 0 | 0 | 0 | 0 | 0
[7 empty] | 0 |  | #DIV/0! | 0 | [10 empty] | 0% |  | 0 | 0 | 0 | 0 | 0 | 0 | 0 | 0 | 0 | 0 | 0 | 0 | 0 | 0 | 0 | 0 | 0 | 0 | 0 | 0 | 0 | 0 | 0 | 0
[7 empty] | 0 |  | #DIV/0! | 0 | [10 empty] | 0% |  | 0 | 0 | 0 | 0 | 0 | 0 | 0 | 0 | 0 | 0 | 0 | 0 | 0 | 0 | 0 | 0 | 0 | 0 | 0 | 0 | 0 | 0 | 0 | 0
[7 empty] | 0 |  | #DIV/0! | 0 | [10 empty] | 0% |  | 0 | 0 | 0 | 0 | 0 | 0 | 0 | 0 | 0 | 0 | 0 | 0 | 0 | 0 | 0 | 0 | 0 | 0 | 0 | 0 | 0 | 0 | 0 | 0
[7 empty] | 0 |  | #DIV/0! | 0 | [10 empty] | 0% |  | 0 | 0 | 0 | 0 | 0 | 0 | 0 | 0 | 0 | 0 | 0 | 0 | 0 | 0 | 0 | 0 | 0 | 0 | 0 | 0 | 0 | 0 | 0 | 0
[7 empty] | 0 |  | #DIV/0! | 0 | [10 empty] | 0% |  | 0 | 0 | 0 | 0 | 0 | 0 | 0 | 0 | 0 | 0 | 0 | 0 | 0 | 0 | 0 | 0 | 0 | 0 | 0 | 0 | 0 | 0 | 0 | 0
[7 empty] | 0 |  | #DIV/0! | 0 | [10 empty] | 0% |  | 0 | 0 | 0 | 0 | 0 | 0 | 0 | 0 | 0 | 0 | 0 | 0 | 0 | 0 | 0 | 0 | 0 | 0 | 0 | 0 | 0 | 0 | 0 | 0
[7 empty] | 0 |  | #DIV/0! | 0 | [10 empty] | 0% |  | 0 | 0 | 0 | 0 | 0 | 0 | 0 | 0 | 0 | 0 | 0 | 0 | 0 | 0 | 0 | 0 | 0 | 0 | 0 | 0 | 0 | 0 | 0 | 0
[7 empty] | 0 |  | #DIV/0! | 0 | [10 empty] | 0% |  | 0 | 0 | 0 | 0 | 0 | 0 | 0 | 0 | 0 | 0 | 0 | 0 | 0 | 0 | 0 | 0 | 0 | 0 | 0 | 0 | 0 | 0 | 0 | 0
[7 empty] | 0 |  | #DIV/0! | 0 | [10 empty] | 0% |  | 0 | 0 | 0 | 0 | 0 | 0 | 0 | 0 | 0 | 0 | 0 | 0 | 0 | 0 | 0 | 0 | 0 | 0 | 0 | 0 | 0 | 0 | 0 | 0
[7 empty] | 0 |  | #DIV/0! | 0 | [10 empty] | 0% |  | 0 | 0 | 0 | 0 | 0 | 0 | 0 | 0 | 0 | 0 | 0 | 0 | 0 | 0 | 0 | 0 | 0 | 0 | 0 | 0 | 0 | 0 | 0 | 0
[7 empty] | 0 |  | #DIV/0! | 0 | [10 empty] | 0% |  | 0 | 0 | 0 | 0 | 0 | 0 | 0 | 0 | 0 | 0 | 0 | 0 | 0 | 0 | 0 | 0 | 0 | 0 | 0 | 0 | 0 | 0 | 0 | 0
[7 empty] | 0 |  | #DIV/0! | 0 | [10 empty] | 0% |  | 0 | 0 | 0 | 0 | 0 | 0 | 0 | 0 | 0 | 0 | 0 | 0 | 0 | 0 | 0 | 0 | 0 | 0 | 0 | 0 | 0 | 0 | 0 | 0
[7 empty] | 0 |  | #DIV/0! | 0 | [10 empty] | 0% |  | 0 | 0 | 0 | 0 | 0 | 0 | 0 | 0 | 0 | 0 | 0 | 0 | 0 | 0 | 0 | 0 | 0 | 0 | 0 | 0 | 0 | 0 | 0 | 0
[7 empty] | 0 |  | #DIV/0! | 0 | [10 empty] | 0% |  | 0 | 0 | 0 | 0 | 0 | 0 | 0 | 0 | 0 | 0 | 0 | 0 | 0 | 0 | 0 | 0 | 0 | 0 | 0 | 0 | 0 | 0 | 0 | 0
[7 empty] | 0 |  | #DIV/0! | 0 | [10 empty] | 0% |  | 0 | 0 | 0 | 0 | 0 | 0 | 0 | 0 | 0 | 0 | 0 | 0 | 0 | 0 | 0 | 0 | 0 | 0 | 0 | 0 | 0 | 0 | 0 | 0
[7 empty] | 0 |  | #DIV/0! | 0 | [10 empty] | 0% |  | 0 | 0 | 0 | 0 | 0 | 0 | 0 | 0 | 0 | 0 | 0 | 0 | 0 | 0 | 0 | 0 | 0 | 0 | 0 | 0 | 0 | 0 | 0 | 0
[7 empty] | 0 |  | #DIV/0! | 0 | [10 empty] | 0% |  | 0 | 0 | 0 | 0 | 0 | 0 | 0 | 0 | 0 | 0 | 0 | 0 | 0 | 0 | 0 | 0 | 0 | 0 | 0 | 0 | 0 | 0 | 0 | 0
[7 empty] | 0 |  | #DIV/0! | 0 | [10 empty] | 0% |  | 0 | 0 | 0 | 0 | 0 | 0 | 0 | 0 | 0 | 0 | 0 | 0 | 0 | 0 | 0 | 0 | 0 | 0 | 0 | 0 | 0 | 0 | 0 | 0
[7 empty] | 0 |  | #DIV/0! | 0 | [10 empty] | 0% |  | 0 | 0 | 0 | 0 | 0 | 0 | 0 | 0 | 0 | 0 | 0 | 0 | 0 | 0 | 0 | 0 | 0 | 0 | 0 | 0 | 0 | 0 | 0 | 0
[7 empty] | 0 |  | #DIV/0! | 0 | [10 empty] | 0% |  | 0 | 0 | 0 | 0 | 0 | 0 | 0 | 0 | 0 | 0 | 0 | 0 | 0 | 0 | 0 | 0 | 0 | 0 | 0 | 0 | 0 | 0 | 0 | 0
[7 empty] | 0 |  | #DIV/0! | 0 | [10 empty] | 0% |  | 0 | 0 | 0 | 0 | 0 | 0 | 0 | 0 | 0 | 0 | 0 | 0 | 0 | 0 | 0 | 0 | 0 | 0 | 0 | 0 | 0 | 0 | 0 | 0
[7 empty] | 0 |  | #DIV/0! | 0 | [10 empty] | 0% |  | 0 | 0 | 0 | 0 | 0 | 0 | 0 | 0 | 0 | 0 | 0 | 0 | 0 | 0 | 0 | 0 | 0 | 0 | 0 | 0 | 0 | 0 | 0 | 0
[7 empty] | 0 |  | #DIV/0! | 0 | [10 empty] | 0% |  | 0 | 0 | 0 | 0 | 0 | 0 | 0 | 0 | 0 | 0 | 0 | 0 | 0 | 0 | 0 | 0 | 0 | 0 | 0 | 0 | 0 | 0 | 0 | 0
[7 empty] | 0 |  | #DIV/0! | 0 | [10 empty] | 0% |  | 0 | 0 | 0 | 0 | 0 | 0 | 0 | 0 | 0 | 0 | 0 | 0 | 0 | 0 | 0 | 0 | 0 | 0 | 0 | 0 | 0 | 0 | 0 | 0
[7 empty] | 0 |  | #DIV/0! | 0 | [10 empty] | 0% |  | 0 | 0 | 0 | 0 | 0 | 0 | 0 | 0 | 0 | 0 | 0 | 0 | 0 | 0 | 0 | 0 | 0 | 0 | 0 | 0 | 0 | 0 | 0 | 0
[7 empty] | 0 |  | #DIV/0! | 0 | [10 empty] | 0% |  | 0 | 0 | 0 | 0 | 0 | 0 | 0 | 0 | 0 | 0 | 0 | 0 | 0 | 0 | 0 | 0 | 0 | 0 | 0 | 0 | 0 | 0 | 0 | 0
[7 empty] | 0 |  | #DIV/0! | 0 | [10 empty] | 0% |  | 0 | 0 | 0 | 0 | 0 | 0 | 0 | 0 | 0 | 0 | 0 | 0 | 0 | 0 | 0 | 0 | 0 | 0 | 0 | 0 | 0 | 0 | 0 | 0
[7 empty] | 0 |  | #DIV/0! | 0 | [10 empty] | 0% |  | 0 | 0 | 0 | 0 | 0 | 0 | 0 | 0 | 0 | 0 | 0 | 0 | 0 | 0 | 0 | 0 | 0 | 0 | 0 | 0 | 0 | 0 | 0 | 0
[7 empty] | 0 |  | #DIV/0! | 0 | [10 empty] | 0% |  | 0 | 0 | 0 | 0 | 0 | 0 | 0 | 0 | 0 | 0 | 0 | 0 | 0 | 0 | 0 | 0 | 0 | 0 | 0 | 0 | 0 | 0 | 0 | 0
[7 empty] | 0 |  | #DIV/0! | 0 | [10 empty] | 0% |  | 0 | 0 | 0 | 0 | 0 | 0 | 0 | 0 | 0 | 0 | 0 | 0 | 0 | 0 | 0 | 0 | 0 | 0 | 0 | 0 | 0 | 0 | 0 | 0
[7 empty] | 0 |  | #DIV/0! | 0 | [10 empty] | 0% |  | 0 | 0 | 0 | 0 | 0 | 0 | 0 | 0 | 0 | 0 | 0 | 0 | 0 | 0 | 0 | 0 | 0 | 0 | 0 | 0 | 0 | 0 | 0 | 0
[7 empty] | 0 |  | #DIV/0! | 0 | [10 empty] | 0% |  | 0 | 0 | 0 | 0 | 0 | 0 | 0 | 0 | 0 | 0 | 0 | 0 | 0 | 0 | 0 | 0 | 0 | 0 | 0 | 0 | 0 | 0 | 0 | 0
[7 empty] | 0 |  | #DIV/0! | 0 | [10 empty] | 0% |  | 0 | 0 | 0 | 0 | 0 | 0 | 0 | 0 | 0 | 0 | 0 | 0 | 0 | 0 | 0 | 0 | 0 | 0 | 0 | 0 | 0 | 0 | 0 | 0
[7 empty] | 0 |  | #DIV/0! | 0 | [10 empty] | 0% |  | 0 | 0 | 0 | 0 | 0 | 0 | 0 | 0 | 0 | 0 | 0 | 0 | 0 | 0 | 0 | 0 | 0 | 0 | 0 | 0 | 0 | 0 | 0 | 0
[7 empty] | 0 |  | #DIV/0! | 0 | [10 empty] | 0% |  | 0 | 0 | 0 | 0 | 0 | 0 | 0 | 0 | 0 | 0 | 0 | 0 | 0 | 0 | 0 | 0 | 0 | 0 | 0 | 0 | 0 | 0 | 0 | 0
[7 empty] | 0 |  | #DIV/0! | 0 | [10 empty] | 0% |  | 0 | 0 | 0 | 0 | 0 | 0 | 0 | 0 | 0 | 0 | 0 | 0 | 0 | 0 | 0 | 0 | 0 | 0 | 0 | 0 | 0 | 0 | 0 | 0
[7 empty] | 0 |  | #DIV/0! | 0 | [10 empty] | 0% |  | 0 | 0 | 0 | 0 | 0 | 0 | 0 | 0 | 0 | 0 | 0 | 0 | 0 | 0 | 0 | 0 | 0 | 0 | 0 | 0 | 0 | 0 | 0 | 0
[7 empty] | 0 |  | #DIV/0! | 0 | [10 empty] | 0% |  | 0 | 0 | 0 | 0 | 0 | 0 | 0 | 0 | 0 | 0 | 0 | 0 | 0 | 0 | 0 | 0 | 0 | 0 | 0 | 0 | 0 | 0 | 0 | 0
[7 empty] | 0 |  | #DIV/0! | 0 | [10 empty] | 0% |  | 0 | 0 | 0 | 0 | 0 | 0 | 0 | 0 | 0 | 0 | 0 | 0 | 0 | 0 | 0 | 0 | 0 | 0 | 0 | 0 | 0 | 0 | 0 | 0
[7 empty] | 0 |  | #DIV/0! | 0 | [10 empty] | 0% |  | 0 | 0 | 0 | 0 | 0 | 0 | 0 | 0 | 0 | 0 | 0 | 0 | 0 | 0 | 0 | 0 | 0 | 0 | 0 | 0 | 0 | 0 | 0 | 0
[7 empty] | 0 |  | #DIV/0! | 0 | [10 empty] | 0% |  | 0 | 0 | 0 | 0 | 0 | 0 | 0 | 0 | 0 | 0 | 0 | 0 | 0 | 0 | 0 | 0 | 0 | 0 | 0 | 0 | 0 | 0 | 0 | 0
[7 empty] | 0 |  | #DIV/0! | 0 | [10 empty] | 0% |  | 0 | 0 | 0 | 0 | 0 | 0 | 0 | 0 | 0 | 0 | 0 | 0 | 0 | 0 | 0 | 0 | 0 | 0 | 0 | 0 | 0 | 0 | 0 | 0
[7 empty] | 0 |  | #DIV/0! | 0 | [10 empty] | 0% |  | 0 | 0 | 0 | 0 | 0 | 0 | 0 | 0 | 0 | 0 | 0 | 0 | 0 | 0 | 0 | 0 | 0 | 0 | 0 | 0 | 0 | 0 | 0 | 0
[7 empty] | 0 |  | #DIV/0! | 0 | [10 empty] | 0% |  | 0 | 0 | 0 | 0 | 0 | 0 | 0 | 0 | 0 | 0 | 0 | 0 | 0 | 0 | 0 | 0 | 0 | 0 | 0 | 0 | 0 | 0 | 0 | 0
[7 empty] | 0 |  | #DIV/0! | 0 | [10 empty] | 0% |  | 0 | 0 | 0 | 0 | 0 | 0 | 0 | 0 | 0 | 0 | 0 | 0 | 0 | 0 | 0 | 0 | 0 | 0 | 0 | 0 | 0 | 0 | 0 | 0
[7 empty] | 0 |  | #DIV/0! | 0 | [10 empty] | 0% |  | 0 | 0 | 0 | 0 | 0 | 0 | 0 | 0 | 0 | 0 | 0 | 0 | 0 | 0 | 0 | 0 | 0 | 0 | 0 | 0 | 0 | 0 | 0 | 0
[7 empty] | 0 |  | #DIV/0! | 0 | [10 empty] | 0% |  | 0 | 0 | 0 | 0 | 0 | 0 | 0 | 0 | 0 | 0 | 0 | 0 | 0 | 0 | 0 | 0 | 0 | 0 | 0 | 0 | 0 | 0 | 0 | 0
[7 empty] | 0 |  | #DIV/0! | 0 | [10 empty] | 0% |  | 0 | 0 | 0 | 0 | 0 | 0 | 0 | 0 | 0 | 0 | 0 | 0 | 0 | 0 | 0 | 0 | 0 | 0 | 0 | 0 | 0 | 0 | 0 | 0
[7 empty] | 0 |  | #DIV/0! | 0 | [10 empty] | 0% |  | 0 | 0 | 0 | 0 | 0 | 0 | 0 | 0 | 0 | 0 | 0 | 0 | 0 | 0 | 0 | 0 | 0 | 0 | 0 | 0 | 0 | 0 | 0 | 0
[7 empty] | 0 |  | #DIV/0! | 0 | [10 empty] | 0% |  | 0 | 0 | 0 | 0 | 0 | 0 | 0 | 0 | 0 | 0 | 0 | 0 | 0 | 0 | 0 | 0 | 0 | 0 | 0 | 0 | 0 | 0 | 0 | 0
[7 empty] | 0 |  | #DIV/0! | 0 | [10 empty] | 0% |  | 0 | 0 | 0 | 0 | 0 | 0 | 0 | 0 | 0 | 0 | 0 | 0 | 0 | 0 | 0 | 0 | 0 | 0 | 0 | 0 | 0 | 0 | 0 | 0
[7 empty] | 0 |  | #DIV/0! | 0 | [10 empty] | 0% |  | 0 | 0 | 0 | 0 | 0 | 0 | 0 | 0 | 0 | 0 | 0 | 0 | 0 | 0 | 0 | 0 | 0 | 0 | 0 | 0 | 0 | 0 | 0 | 0
[7 empty] | 0 |  | #DIV/0! | 0 | [10 empty] | 0% |  | 0 | 0 | 0 | 0 | 0 | 0 | 0 | 0 | 0 | 0 | 0 | 0 | 0 | 0 | 0 | 0 | 0 | 0 | 0 | 0 | 0 | 0 | 0 | 0
[7 empty] | 0 |  | #DIV/0! | 0 | [10 empty] | 0% |  | 0 | 0 | 0 | 0 | 0 | 0 | 0 | 0 | 0 | 0 | 0 | 0 | 0 | 0 | 0 | 0 | 0 | 0 | 0 | 0 | 0 | 0 | 0 | 0
[7 empty] | 0 |  | #DIV/0! | 0 | [10 empty] | 0% |  | 0 | 0 | 0 | 0 | 0 | 0 | 0 | 0 | 0 | 0 | 0 | 0 | 0 | 0 | 0 | 0 | 0 | 0 | 0 | 0 | 0 | 0 | 0 | 0
[7 empty] | 0 |  | #DIV/0! | 0 | [10 empty] | 0% |  | 0 | 0 | 0 | 0 | 0 | 0 | 0 | 0 | 0 | 0 | 0 | 0 | 0 | 0 | 0 | 0 | 0 | 0 | 0 | 0 | 0 | 0 | 0 | 0
[7 empty] | 0 |  | #DIV/0! | 0 | [10 empty] | 0% |  | 0 | 0 | 0 | 0 | 0 | 0 | 0 | 0 | 0 | 0 | 0 | 0 | 0 | 0 | 0 | 0 | 0 | 0 | 0 | 0 | 0 | 0 | 0 | 0
[7 empty] | 0 |  | #DIV/0! | 0 | [10 empty] | 0% |  | 0 | 0 | 0 | 0 | 0 | 0 | 0 | 0 | 0 | 0 | 0 | 0 | 0 | 0 | 0 | 0 | 0 | 0 | 0 | 0 | 0 | 0 | 0 | 0
[7 empty] | 0 |  | #DIV/0! | 0 | [10 empty] | 0% |  | 0 | 0 | 0 | 0 | 0 | 0 | 0 | 0 | 0 | 0 | 0 | 0 | 0 | 0 | 0 | 0 | 0 | 0 | 0 | 0 | 0 | 0 | 0 | 0
[7 empty] | 0 |  | #DIV/0! | 0 | [10 empty] | 0% |  | 0 | 0 | 0 | 0 | 0 | 0 | 0 | 0 | 0 | 0 | 0 | 0 | 0 | 0 | 0 | 0 | 0 | 0 | 0 | 0 | 0 | 0 | 0 | 0
[7 empty] | 0 |  | #DIV/0! | 0 | [10 empty] | 0% |  | 0 | 0 | 0 | 0 | 0 | 0 | 0 | 0 | 0 | 0 | 0 | 0 | 0 | 0 | 0 | 0 | 0 | 0 | 0 | 0 | 0 | 0 | 0 | 0
[7 empty] | 0 |  | #DIV/0! | 0 | [10 empty] | 0% |  | 0 | 0 | 0 | 0 | 0 | 0 | 0 | 0 | 0 | 0 | 0 | 0 | 0 | 0 | 0 | 0 | 0 | 0 | 0 | 0 | 0 | 0 | 0 | 0
[7 empty] | 0 |  | #DIV/0! | 0 | [10 empty] | 0% |  | 0 | 0 | 0 | 0 | 0 | 0 | 0 | 0 | 0 | 0 | 0 | 0 | 0 | 0 | 0 | 0 | 0 | 0 | 0 | 0 | 0 | 0 | 0 | 0
[7 empty] | 0 |  | #DIV/0! | 0 | [10 empty] | 0% |  | 0 | 0 | 0 | 0 | 0 | 0 | 0 | 0 | 0 | 0 | 0 | 0 | 0 | 0 | 0 | 0 | 0 | 0 | 0 | 0 | 0 | 0 | 0 | 0
[7 empty] | 0 |  | #DIV/0! | 0 | [10 empty] | 0% |  | 0 | 0 | 0 | 0 | 0 | 0 | 0 | 0 | 0 | 0 | 0 | 0 | 0 | 0 | 0 | 0 | 0 | 0 | 0 | 0 | 0 | 0 | 0 | 0
[7 empty] | 0 |  | #DIV/0! | 0 | [10 empty] | 0% |  | 0 | 0 | 0 | 0 | 0 | 0 | 0 | 0 | 0 | 0 | 0 | 0 | 0 | 0 | 0 | 0 | 0 | 0 | 0 | 0 | 0 | 0 | 0 | 0
[7 empty] | 0 |  | #DIV/0! | 0 | [10 empty] | 0% |  | 0 | 0 | 0 | 0 | 0 | 0 | 0 | 0 | 0 | 0 | 0 | 0 | 0 | 0 | 0 | 0 | 0 | 0 | 0 | 0 | 0 | 0 | 0 | 0
[7 empty] | 0 |  | #DIV/0! | 0 | [10 empty] | 0% |  | 0 | 0 | 0 | 0 | 0 | 0 | 0 | 0 | 0 | 0 | 0 | 0 | 0 | 0 | 0 | 0 | 0 | 0 | 0 | 0 | 0 | 0 | 0 | 0
[7 empty] | 0 |  | #DIV/0! | 0 | [10 empty] | 0% |  | 0 | 0 | 0 | 0 | 0 | 0 | 0 | 0 | 0 | 0 | 0 | 0 | 0 | 0 | 0 | 0 | 0 | 0 | 0 | 0 | 0 | 0 | 0 | 0
[7 empty] | 0 |  | #DIV/0! | 0 | [10 empty] | 0% |  | 0 | 0 | 0 | 0 | 0 | 0 | 0 | 0 | 0 | 0 | 0 | 0 | 0 | 0 | 0 | 0 | 0 | 0 | 0 | 0 | 0 | 0 | 0 | 0
[7 empty] | 0 |  | #DIV/0! | 0 | [10 empty] | 0% |  | 0 | 0 | 0 | 0 | 0 | 0 | 0 | 0 | 0 | 0 | 0 | 0 | 0 | 0 | 0 | 0 | 0 | 0 | 0 | 0 | 0 | 0 | 0 | 0
[7 empty] | 0 |  | #DIV/0! | 0 | [10 empty] | 0% |  | 0 | 0 | 0 | 0 | 0 | 0 | 0 | 0 | 0 | 0 | 0 | 0 | 0 | 0 | 0 | 0 | 0 | 0 | 0 | 0 | 0 | 0 | 0 | 0
[7 empty] | 0 |  | #DIV/0! | 0 | [10 empty] | 0% |  | 0 | 0 | 0 | 0 | 0 | 0 | 0 | 0 | 0 | 0 | 0 | 0 | 0 | 0 | 0 | 0 | 0 | 0 | 0 | 0 | 0 | 0 | 0 | 0
[7 empty] | 0 |  | #DIV/0! | 0 | [10 empty] | 0% |  | 0 | 0 | 0 | 0 | 0 | 0 | 0 | 0 | 0 | 0 | 0 | 0 | 0 | 0 | 0 | 0 | 0 | 0 | 0 | 0 | 0 | 0 | 0 | 0
[7 empty] | 0 |  | #DIV/0! | 0 | [10 empty] | 0% |  | 0 | 0 | 0 | 0 | 0 | 0 | 0 | 0 | 0 | 0 | 0 | 0 | 0 | 0 | 0 | 0 | 0 | 0 | 0 | 0 | 0 | 0 | 0 | 0
[7 empty] | 0 |  | #DIV/0! | 0 | [10 empty] | 0% |  | 0 | 0 | 0 | 0 | 0 | 0 | 0 | 0 | 0 | 0 | 0 | 0 | 0 | 0 | 0 | 0 | 0 | 0 | 0 | 0 | 0 | 0 | 0 | 0
[7 empty] | 0 |  | #DIV/0! | 0 | [10 empty] | 0% |  | 0 | 0 | 0 | 0 | 0 | 0 | 0 | 0 | 0 | 0 | 0 | 0 | 0 | 0 | 0 | 0 | 0 | 0 | 0 | 0 | 0 | 0 | 0 | 0
[7 empty] | 0 |  | #DIV/0! | 0 | [10 empty] | 0% |  | 0 | 0 | 0 | 0 | 0 | 0 | 0 | 0 | 0 | 0 | 0 | 0 | 0 | 0 | 0 | 0 | 0 | 0 | 0 | 0 | 0 | 0 | 0 | 0
[7 empty] | 0 |  | #DIV/0! | 0 | [10 empty] | 0% |  | 0 | 0 | 0 | 0 | 0 | 0 | 0 | 0 | 0 | 0 | 0 | 0 | 0 | 0 | 0 | 0 | 0 | 0 | 0 | 0 | 0 | 0 | 0 | 0
[7 empty] | 0 |  | #DIV/0! | 0 | [10 empty] | 0% |  | 0 | 0 | 0 | 0 | 0 | 0 | 0 | 0 | 0 | 0 | 0 | 0 | 0 | 0 | 0 | 0 | 0 | 0 | 0 | 0 | 0 | 0 | 0 | 0
[7 empty] | 0 |  | #DIV/0! | 0 | [10 empty] | 0% |  | 0 | 0 | 0 | 0 | 0 | 0 | 0 | 0 | 0 | 0 | 0 | 0 | 0 | 0 | 0 | 0 | 0 | 0 | 0 | 0 | 0 | 0 | 0 | 0
[7 empty] | 0 |  | #DIV/0! | 0 | [10 empty] | 0% |  | 0 | 0 | 0 | 0 | 0 | 0 | 0 | 0 | 0 | 0 | 0 | 0 | 0 | 0 | 0 | 0 | 0 | 0 | 0 | 0 | 0 | 0 | 0 | 0
[7 empty] | 0 |  | #DIV/0! | 0 | [10 empty] | 0% |  | 0 | 0 | 0 | 0 | 0 | 0 | 0 | 0 | 0 | 0 | 0 | 0 | 0 | 0 | 0 | 0 | 0 | 0 | 0 | 0 | 0 | 0 | 0 | 0
[7 empty] | 0 |  | #DIV/0! | 0 | [10 empty] | 0% |  | 0 | 0 | 0 | 0 | 0 | 0 | 0 | 0 | 0 | 0 | 0 | 0 | 0 | 0 | 0 | 0 | 0 | 0 | 0 | 0 | 0 | 0 | 0 | 0
[7 empty] | 0 |  | #DIV/0! | 0 | [10 empty] | 0% |  | 0 | 0 | 0 | 0 | 0 | 0 | 0 | 0 | 0 | 0 | 0 | 0 | 0 | 0 | 0 | 0 | 0 | 0 | 0 | 0 | 0 | 0 | 0 | 0
[7 empty] | 0 |  | #DIV/0! | 0 | [10 empty] | 0% |  | 0 | 0 | 0 | 0 | 0 | 0 | 0 | 0 | 0 | 0 | 0 | 0 | 0 | 0 | 0 | 0 | 0 | 0 | 0 | 0 | 0 | 0 | 0 | 0
[7 empty] | 0 |  | #DIV/0! | 0 | [10 empty] | 0% |  | 0 | 0 | 0 | 0 | 0 | 0 | 0 | 0 | 0 | 0 | 0 | 0 | 0 | 0 | 0 | 0 | 0 | 0 | 0 | 0 | 0 | 0 | 0 | 0
[7 empty] | 0 |  | #DIV/0! | 0 | [10 empty] | 0% |  | 0 | 0 | 0 | 0 | 0 | 0 | 0 | 0 | 0 | 0 | 0 | 0 | 0 | 0 | 0 | 0 | 0 | 0 | 0 | 0 | 0 | 0 | 0 | 0
[7 empty] | 0 |  | #DIV/0! | 0 | [10 empty] | 0% |  | 0 | 0 | 0 | 0 | 0 | 0 | 0 | 0 | 0 | 0 | 0 | 0 | 0 | 0 | 0 | 0 | 0 | 0 | 0 | 0 | 0 | 0 | 0 | 0
[7 empty] | 0 |  | #DIV/0! | 0 | [10 empty] | 0% |  | 0 | 0 | 0 | 0 | 0 | 0 | 0 | 0 | 0 | 0 | 0 | 0 | 0 | 0 | 0 | 0 | 0 | 0 | 0 | 0 | 0 | 0 | 0 | 0
[7 empty] | 0 |  | #DIV/0! | 0 | [10 empty] | 0% |  | 0 | 0 | 0 | 0 | 0 | 0 | 0 | 0 | 0 | 0 | 0 | 0 | 0 | 0 | 0 | 0 | 0 | 0 | 0 | 0 | 0 | 0 | 0 | 0
[7 empty] | 0 |  | #DIV/0! | 0 | [10 empty] | 0% |  | 0 | 0 | 0 | 0 | 0 | 0 | 0 | 0 | 0 | 0 | 0 | 0 | 0 | 0 | 0 | 0 | 0 | 0 | 0 | 0 | 0 | 0 | 0 | 0
[7 empty] | 0 |  | #DIV/0! | 0 | [10 empty] | 0% |  | 0 | 0 | 0 | 0 | 0 | 0 | 0 | 0 | 0 | 0 | 0 | 0 | 0 | 0 | 0 | 0 | 0 | 0 | 0 | 0 | 0 | 0 | 0 | 0
[7 empty] | 0 |  | #DIV/0! | 0 | [10 empty] | 0% |  | 0 | 0 | 0 | 0 | 0 | 0 | 0 | 0 | 0 | 0 | 0 | 0 | 0 | 0 | 0 | 0 | 0 | 0 | 0 | 0 | 0 | 0 | 0 | 0
[7 empty] | 0 |  | #DIV/0! | 0 | [10 empty] | 0% |  | 0 | 0 | 0 | 0 | 0 | 0 | 0 | 0 | 0 | 0 | 0 | 0 | 0 | 0 | 0 | 0 | 0 | 0 | 0 | 0 | 0 | 0 | 0 | 0
[7 empty] | 0 |  | #DIV/0! | 0 | [10 empty] | 0% |  | 0 | 0 | 0 | 0 | 0 | 0 | 0 | 0 | 0 | 0 | 0 | 0 | 0 | 0 | 0 | 0 | 0 | 0 | 0 | 0 | 0 | 0 | 0 | 0
[7 empty] | 0 |  | #DIV/0! | 0 | [10 empty] | 0% |  | 0 | 0 | 0 | 0 | 0 | 0 | 0 | 0 | 0 | 0 | 0 | 0 | 0 | 0 | 0 | 0 | 0 | 0 | 0 | 0 | 0 | 0 | 0 | 0
[7 empty] | 0 |  | #DIV/0! | 0 | [10 empty] | 0% |  | 0 | 0 | 0 | 0 | 0 | 0 | 0 | 0 | 0 | 0 | 0 | 0 | 0 | 0 | 0 | 0 | 0 | 0 | 0 | 0 | 0 | 0 | 0 | 0
[7 empty] | 0 |  | #DIV/0! | 0 | [10 empty] | 0% |  | 0 | 0 | 0 | 0 | 0 | 0 | 0 | 0 | 0 | 0 | 0 | 0 | 0 | 0 | 0 | 0 | 0 | 0 | 0 | 0 | 0 | 0 | 0 | 0
[7 empty] | 0 |  | #DIV/0! | 0 | [10 empty] | 0% |  | 0 | 0 | 0 | 0 | 0 | 0 | 0 | 0 | 0 | 0 | 0 | 0 | 0 | 0 | 0 | 0 | 0 | 0 | 0 | 0 | 0 | 0 | 0 | 0
[7 empty] | 0 |  | #DIV/0! | 0 | [10 empty] | 0% |  | 0 | 0 | 0 | 0 | 0 | 0 | 0 | 0 | 0 | 0 | 0 | 0 | 0 | 0 | 0 | 0 | 0 | 0 | 0 | 0 | 0 | 0 | 0 | 0
[7 empty] | 0 |  | #DIV/0! | 0 | [10 empty] | 0% |  | 0 | 0 | 0 | 0 | 0 | 0 | 0 | 0 | 0 | 0 | 0 | 0 | 0 | 0 | 0 | 0 | 0 | 0 | 0 | 0 | 0 | 0 | 0 | 0
[7 empty] | 0 |  | #DIV/0! | 0 | [10 empty] | 0% |  | 0 | 0 | 0 | 0 | 0 | 0 | 0 | 0 | 0 | 0 | 0 | 0 | 0 | 0 | 0 | 0 | 0 | 0 | 0 | 0 | 0 | 0 | 0 | 0
[7 empty] | 0 |  | #DIV/0! | 0 | [10 empty] | 0% |  | 0 | 0 | 0 | 0 | 0 | 0 | 0 | 0 | 0 | 0 | 0 | 0 | 0 | 0 | 0 | 0 | 0 | 0 | 0 | 0 | 0 | 0 | 0 | 0
[7 empty] | 0 |  | #DIV/0! | 0 | [10 empty] | 0% |  | 0 | 0 | 0 | 0 | 0 | 0 | 0 | 0 | 0 | 0 | 0 | 0 | 0 | 0 | 0 | 0 | 0 | 0 | 0 | 0 | 0 | 0 | 0 | 0
[7 empty] | 0 |  | #DIV/0! | 0 | [10 empty] | 0% |  | 0 | 0 | 0 | 0 | 0 | 0 | 0 | 0 | 0 | 0 | 0 | 0 | 0 | 0 | 0 | 0 | 0 | 0 | 0 | 0 | 0 | 0 | 0 | 0
[7 empty] | 0 |  | #DIV/0! | 0 | [10 empty] | 0% |  | 0 | 0 | 0 | 0 | 0 | 0 | 0 | 0 | 0 | 0 | 0 | 0 | 0 | 0 | 0 | 0 | 0 | 0 | 0 | 0 | 0 | 0 | 0 | 0
[7 empty] | 0 |  | #DIV/0! | 0 | [10 empty] | 0% |  | 0 | 0 | 0 | 0 | 0 | 0 | 0 | 0 | 0 | 0 | 0 | 0 | 0 | 0 | 0 | 0 | 0 | 0 | 0 | 0 | 0 | 0 | 0 | 0
[7 empty] | 0 |  | #DIV/0! | 0 | [10 empty] | 0% |  | 0 | 0 | 0 | 0 | 0 | 0 | 0 | 0 | 0 | 0 | 0 | 0 | 0 | 0 | 0 | 0 | 0 | 0 | 0 | 0 | 0 | 0 | 0 | 0
[7 empty] | 0 |  | #DIV/0! | 0 | [10 empty] | 0% |  | 0 | 0 | 0 | 0 | 0 | 0 | 0 | 0 | 0 | 0 | 0 | 0 | 0 | 0 | 0 | 0 | 0 | 0 | 0 | 0 | 0 | 0 | 0 | 0
[7 empty] | 0 |  | #DIV/0! | 0 | [10 empty] | 0% |  | 0 | 0 | 0 | 0 | 0 | 0 | 0 | 0 | 0 | 0 | 0 | 0 | 0 | 0 | 0 | 0 | 0 | 0 | 0 | 0 | 0 | 0 | 0 | 0
[7 empty] | 0 |  | #DIV/0! | 0 | [10 empty] | 0% |  | 0 | 0 | 0 | 0 | 0 | 0 | 0 | 0 | 0 | 0 | 0 | 0 | 0 | 0 | 0 | 0 | 0 | 0 | 0 | 0 | 0 | 0 | 0 | 0
[7 empty] | 0 |  | #DIV/0! | 0 | [10 empty] | 0% |  | 0 | 0 | 0 | 0 | 0 | 0 | 0 | 0 | 0 | 0 | 0 | 0 | 0 | 0 | 0 | 0 | 0 | 0 | 0 | 0 | 0 | 0 | 0 | 0
[7 empty] | 0 |  | #DIV/0! | 0 | [10 empty] | 0% |  | 0 | 0 | 0 | 0 | 0 | 0 | 0 | 0 | 0 | 0 | 0 | 0 | 0 | 0 | 0 | 0 | 0 | 0 | 0 | 0 | 0 | 0 | 0 | 0
[7 empty] | 0 |  | #DIV/0! | 0 | [10 empty] | 0% |  | 0 | 0 | 0 | 0 | 0 | 0 | 0 | 0 | 0 | 0 | 0 | 0 | 0 | 0 | 0 | 0 | 0 | 0 | 0 | 0 | 0 | 0 | 0 | 0
[7 empty] | 0 |  | #DIV/0! | 0 | [10 empty] | 0% |  | 0 | 0 | 0 | 0 | 0 | 0 | 0 | 0 | 0 | 0 | 0 | 0 | 0 | 0 | 0 | 0 | 0 | 0 | 0 | 0 | 0 | 0 | 0 | 0
[7 empty] | 0 |  | #DIV/0! | 0 | [10 empty] | 0% |  | 0 | 0 | 0 | 0 | 0 | 0 | 0 | 0 | 0 | 0 | 0 | 0 | 0 | 0 | 0 | 0 | 0 | 0 | 0 | 0 | 0 | 0 | 0 | 0
[7 empty] | 0 |  | #DIV/0! | 0 | [10 empty] | 0% |  | 0 | 0 | 0 | 0 | 0 | 0 | 0 | 0 | 0 | 0 | 0 | 0 | 0 | 0 | 0 | 0 | 0 | 0 | 0 | 0 | 0 | 0 | 0 | 0
[7 empty] | 0 |  | #DIV/0! | 0 | [10 empty] | 0% |  | 0 | 0 | 0 | 0 | 0 | 0 | 0 | 0 | 0 | 0 | 0 | 0 | 0 | 0 | 0 | 0 | 0 | 0 | 0 | 0 | 0 | 0 | 0 | 0
[7 empty] | 0 |  | #DIV/0! | 0 | [10 empty] | 0% |  | 0 | 0 | 0 | 0 | 0 | 0 | 0 | 0 | 0 | 0 | 0 | 0 | 0 | 0 | 0 | 0 | 0 | 0 | 0 | 0 | 0 | 0 | 0 | 0
[7 empty] | 0 |  | #DIV/0! | 0 | [10 empty] | 0% |  | 0 | 0 | 0 | 0 | 0 | 0 | 0 | 0 | 0 | 0 | 0 | 0 | 0 | 0 | 0 | 0 | 0 | 0 | 0 | 0 | 0 | 0 | 0 | 0
[7 empty] | 0 |  | #DIV/0! | 0 | [10 empty] | 0% |  | 0 | 0 | 0 | 0 | 0 | 0 | 0 | 0 | 0 | 0 | 0 | 0 | 0 | 0 | 0 | 0 | 0 | 0 | 0 | 0 | 0 | 0 | 0 | 0
[7 empty] | 0 |  | #DIV/0! | 0 | [10 empty] | 0% |  | 0 | 0 | 0 | 0 | 0 | 0 | 0 | 0 | 0 | 0 | 0 | 0 | 0 | 0 | 0 | 0 | 0 | 0 | 0 | 0 | 0 | 0 | 0 | 0
[7 empty] | 0 |  | #DIV/0! | 0 | [10 empty] | 0% |  | 0 | 0 | 0 | 0 | 0 | 0 | 0 | 0 | 0 | 0 | 0 | 0 | 0 | 0 | 0 | 0 | 0 | 0 | 0 | 0 | 0 | 0 | 0 | 0
[7 empty] | 0 |  | #DIV/0! | 0 | [10 empty] | 0% |  | 0 | 0 | 0 | 0 | 0 | 0 | 0 | 0 | 0 | 0 | 0 | 0 | 0 | 0 | 0 | 0 | 0 | 0 | 0 | 0 | 0 | 0 | 0 | 0
[7 empty] | 0 |  | #DIV/0! | 0 | [10 empty] | 0% |  | 0 | 0 | 0 | 0 | 0 | 0 | 0 | 0 | 0 | 0 | 0 | 0 | 0 | 0 | 0 | 0 | 0 | 0 | 0 | 0 | 0 | 0 | 0 | 0
[7 empty] | 0 |  | #DIV/0! | 0 | [10 empty] | 0% |  | 0 | 0 | 0 | 0 | 0 | 0 | 0 | 0 | 0 | 0 | 0 | 0 | 0 | 0 | 0 | 0 | 0 | 0 | 0 | 0 | 0 | 0 | 0 | 0
[7 empty] | 0 |  | #DIV/0! | 0 | [10 empty] | 0% |  | 0 | 0 | 0 | 0 | 0 | 0 | 0 | 0 | 0 | 0 | 0 | 0 | 0 | 0 | 0 | 0 | 0 | 0 | 0 | 0 | 0 | 0 | 0 | 0
[7 empty] | 0 |  | #DIV/0! | 0 | [10 empty] | 0% |  | 0 | 0 | 0 | 0 | 0 | 0 | 0 | 0 | 0 | 0 | 0 | 0 | 0 | 0 | 0 | 0 | 0 | 0 | 0 | 0 | 0 | 0 | 0 | 0
[7 empty] | 0 |  | #DIV/0! | 0 | [10 empty] | 0% |  | 0 | 0 | 0 | 0 | 0 | 0 | 0 | 0 | 0 | 0 | 0 | 0 | 0 | 0 | 0 | 0 | 0 | 0 | 0 | 0 | 0 | 0 | 0 | 0
[7 empty] | 0 |  | #DIV/0! | 0 | [10 empty] | 0% |  | 0 | 0 | 0 | 0 | 0 | 0 | 0 | 0 | 0 | 0 | 0 | 0 | 0 | 0 | 0 | 0 | 0 | 0 | 0 | 0 | 0 | 0 | 0 | 0
[7 empty] | 0 |  | #DIV/0! | 0 | [10 empty] | 0% |  | 0 | 0 | 0 | 0 | 0 | 0 | 0 | 0 | 0 | 0 | 0 | 0 | 0 | 0 | 0 | 0 | 0 | 0 | 0 | 0 | 0 | 0 | 0 | 0
[7 empty] | 0 |  | #DIV/0! | 0 | [10 empty] | 0% |  | 0 | 0 | 0 | 0 | 0 | 0 | 0 | 0 | 0 | 0 | 0 | 0 | 0 | 0 | 0 | 0 | 0 | 0 | 0 | 0 | 0 | 0 | 0 | 0
[7 empty] | 0 |  | #DIV/0! | 0 | [10 empty] | 0% |  | 0 | 0 | 0 | 0 | 0 | 0 | 0 | 0 | 0 | 0 | 0 | 0 | 0 | 0 | 0 | 0 | 0 | 0 | 0 | 0 | 0 | 0 | 0 | 0
[7 empty] | 0 |  | #DIV/0! | 0 | [10 empty] | 0% |  | 0 | 0 | 0 | 0 | 0 | 0 | 0 | 0 | 0 | 0 | 0 | 0 | 0 | 0 | 0 | 0 | 0 | 0 | 0 | 0 | 0 | 0 | 0 | 0
[7 empty] | 0 |  | #DIV/0! | 0 | [10 empty] | 0% |  | 0 | 0 | 0 | 0 | 0 | 0 | 0 | 0 | 0 | 0 | 0 | 0 | 0 | 0 | 0 | 0 | 0 | 0 | 0 | 0 | 0 | 0 | 0 | 0
[7 empty] | 0 |  | #DIV/0! | 0 | [10 empty] | 0% |  | 0 | 0 | 0 | 0 | 0 | 0 | 0 | 0 | 0 | 0 | 0 | 0 | 0 | 0 | 0 | 0 | 0 | 0 | 0 | 0 | 0 | 0 | 0 | 0
[7 empty] | 0 |  | #DIV/0! | 0 | [10 empty] | 0% |  | 0 | 0 | 0 | 0 | 0 | 0 | 0 | 0 | 0 | 0 | 0 | 0 | 0 | 0 | 0 | 0 | 0 | 0 | 0 | 0 | 0 | 0 | 0 | 0
[7 empty] | 0 |  | #DIV/0! | 0 | [10 empty] | 0% |  | 0 | 0 | 0 | 0 | 0 | 0 | 0 | 0 | 0 | 0 | 0 | 0 | 0 | 0 | 0 | 0 | 0 | 0 | 0 | 0 | 0 | 0 | 0 | 0
[7 empty] | 0 |  | #DIV/0! | 0 | [10 empty] | 0% |  | 0 | 0 | 0 | 0 | 0 | 0 | 0 | 0 | 0 | 0 | 0 | 0 | 0 | 0 | 0 | 0 | 0 | 0 | 0 | 0 | 0 | 0 | 0 | 0
[7 empty] | 0 |  | #DIV/0! | 0 | [10 empty] | 0% |  | 0 | 0 | 0 | 0 | 0 | 0 | 0 | 0 | 0 | 0 | 0 | 0 | 0 | 0 | 0 | 0 | 0 | 0 | 0 | 0 | 0 | 0 | 0 | 0
[7 empty] | 0 |  | #DIV/0! | 0 | [10 empty] | 0% |  | 0 | 0 | 0 | 0 | 0 | 0 | 0 | 0 | 0 | 0 | 0 | 0 | 0 | 0 | 0 | 0 | 0 | 0 | 0 | 0 | 0 | 0 | 0 | 0
[7 empty] | 0 |  | #DIV/0! | 0 | [10 empty] | 0% |  | 0 | 0 | 0 | 0 | 0 | 0 | 0 | 0 | 0 | 0 | 0 | 0 | 0 | 0 | 0 | 0 | 0 | 0 | 0 | 0 | 0 | 0 | 0 | 0
[7 empty] | 0 |  | #DIV/0! | 0 | [10 empty] | 0% |  | 0 | 0 | 0 | 0 | 0 | 0 | 0 | 0 | 0 | 0 | 0 | 0 | 0 | 0 | 0 | 0 | 0 | 0 | 0 | 0 | 0 | 0 | 0 | 0
[7 empty] | 0 |  | #DIV/0! | 0 | [10 empty] | 0% |  | 0 | 0 | 0 | 0 | 0 | 0 | 0 | 0 | 0 | 0 | 0 | 0 | 0 | 0 | 0 | 0 | 0 | 0 | 0 | 0 | 0 | 0 | 0 | 0
[7 empty] | 0 |  | #DIV/0! | 0 | [10 empty] | 0% |  | 0 | 0 | 0 | 0 | 0 | 0 | 0 | 0 | 0 | 0 | 0 | 0 | 0 | 0 | 0 | 0 | 0 | 0 | 0 | 0 | 0 | 0 | 0 | 0
[7 empty] | 0 |  | #DIV/0! | 0 | [10 empty] | 0% |  | 0 | 0 | 0 | 0 | 0 | 0 | 0 | 0 | 0 | 0 | 0 | 0 | 0 | 0 | 0 | 0 | 0 | 0 | 0 | 0 | 0 | 0 | 0 | 0
[7 empty] | 0 |  | #DIV/0! | 0 | [10 empty] | 0% |  | 0 | 0 | 0 | 0 | 0 | 0 | 0 | 0 | 0 | 0 | 0 | 0 | 0 | 0 | 0 | 0 | 0 | 0 | 0 | 0 | 0 | 0 | 0 | 0
[7 empty] | 0 |  | #DIV/0! | 0 | [10 empty] | 0% |  | 0 | 0 | 0 | 0 | 0 | 0 | 0 | 0 | 0 | 0 | 0 | 0 | 0 | 0 | 0 | 0 | 0 | 0 | 0 | 0 | 0 | 0 | 0 | 0
[7 empty] | 0 |  | #DIV/0! | 0 | [10 empty] | 0% |  | 0 | 0 | 0 | 0 | 0 | 0 | 0 | 0 | 0 | 0 | 0 | 0 | 0 | 0 | 0 | 0 | 0 | 0 | 0 | 0 | 0 | 0 | 0 | 0
[7 empty] | 0 |  | #DIV/0! | 0 | [10 empty] | 0% |  | 0 | 0 | 0 | 0 | 0 | 0 | 0 | 0 | 0 | 0 | 0 | 0 | 0 | 0 | 0 | 0 | 0 | 0 | 0 | 0 | 0 | 0 | 0 | 0
[7 empty] | 0 |  | #DIV/0! | 0 | [10 empty] | 0% |  | 0 | 0 | 0 | 0 | 0 | 0 | 0 | 0 | 0 | 0 | 0 | 0 | 0 | 0 | 0 | 0 | 0 | 0 | 0 | 0 | 0 | 0 | 0 | 0
[7 empty] | 0 |  | #DIV/0! | 0 | [10 empty] | 0% |  | 0 | 0 | 0 | 0 | 0 | 0 | 0 | 0 | 0 | 0 | 0 | 0 | 0 | 0 | 0 | 0 | 0 | 0 | 0 | 0 | 0 | 0 | 0 | 0
[7 empty] | 0 |  | #DIV/0! | 0 | [10 empty] | 0% |  | 0 | 0 | 0 | 0 | 0 | 0 | 0 | 0 | 0 | 0 | 0 | 0 | 0 | 0 | 0 | 0 | 0 | 0 | 0 | 0 | 0 | 0 | 0 | 0
[7 empty] | 0 |  | #DIV/0! | 0 | [10 empty] | 0% |  | 0 | 0 | 0 | 0 | 0 | 0 | 0 | 0 | 0 | 0 | 0 | 0 | 0 | 0 | 0 | 0 | 0 | 0 | 0 | 0 | 0 | 0 | 0 | 0
[7 empty] | 0 |  | #DIV/0! | 0 | [10 empty] | 0% |  | 0 | 0 | 0 | 0 | 0 | 0 | 0 | 0 | 0 | 0 | 0 | 0 | 0 | 0 | 0 | 0 | 0 | 0 | 0 | 0 | 0 | 0 | 0 | 0
[7 empty] | 0 |  | #DIV/0! | 0 | [10 empty] | 0% |  | 0 | 0 | 0 | 0 | 0 | 0 | 0 | 0 | 0 | 0 | 0 | 0 | 0 | 0 | 0 | 0 | 0 | 0 | 0 | 0 | 0 | 0 | 0 | 0
[7 empty] | 0 |  | #DIV/0! | 0 | [10 empty] | 0% |  | 0 | 0 | 0 | 0 | 0 | 0 | 0 | 0 | 0 | 0 | 0 | 0 | 0 | 0 | 0 | 0 | 0 | 0 | 0 | 0 | 0 | 0 | 0 | 0
[7 empty] | 0 |  | #DIV/0! | 0 | [10 empty] | 0% |  | 0 | 0 | 0 | 0 | 0 | 0 | 0 | 0 | 0 | 0 | 0 | 0 | 0 | 0 | 0 | 0 | 0 | 0 | 0 | 0 | 0 | 0 | 0 | 0
[7 empty] | 0 |  | #DIV/0! | 0 | [10 empty] | 0% |  | 0 | 0 | 0 | 0 | 0 | 0 | 0 | 0 | 0 | 0 | 0 | 0 | 0 | 0 | 0 | 0 | 0 | 0 | 0 | 0 | 0 | 0 | 0 | 0
[7 empty] | 0 |  | #DIV/0! | 0 | [10 empty] | 0% |  | 0 | 0 | 0 | 0 | 0 | 0 | 0 | 0 | 0 | 0 | 0 | 0 | 0 | 0 | 0 | 0 | 0 | 0 | 0 | 0 | 0 | 0 | 0 | 0
[7 empty] | 0 |  | #DIV/0! | 0 | [10 empty] | 0% |  | 0 | 0 | 0 | 0 | 0 | 0 | 0 | 0 | 0 | 0 | 0 | 0 | 0 | 0 | 0 | 0 | 0 | 0 | 0 | 0 | 0 | 0 | 0 | 0
[7 empty] | 0 |  | #DIV/0! | 0 | [10 empty] | 0% |  | 0 | 0 | 0 | 0 | 0 | 0 | 0 | 0 | 0 | 0 | 0 | 0 | 0 | 0 | 0 | 0 | 0 | 0 | 0 | 0 | 0 | 0 | 0 | 0
[7 empty] | 0 |  | #DIV/0! | 0 | [10 empty] | 0% |  | 0 | 0 | 0 | 0 | 0 | 0 | 0 | 0 | 0 | 0 | 0 | 0 | 0 | 0 | 0 | 0 | 0 | 0 | 0 | 0 | 0 | 0 | 0 | 0
[7 empty] | 0 |  | #DIV/0! | 0 | [10 empty] | 0% |  | 0 | 0 | 0 | 0 | 0 | 0 | 0 | 0 | 0 | 0 | 0 | 0 | 0 | 0 | 0 | 0 | 0 | 0 | 0 | 0 | 0 | 0 | 0 | 0
[7 empty] | 0 |  | #DIV/0! | 0 | [10 empty] | 0% |  | 0 | 0 | 0 | 0 | 0 | 0 | 0 | 0 | 0 | 0 | 0 | 0 | 0 | 0 | 0 | 0 | 0 | 0 | 0 | 0 | 0 | 0 | 0 | 0
[7 empty] | 0 |  | #DIV/0! | 0 | [10 empty] | 0% |  | 0 | 0 | 0 | 0 | 0 | 0 | 0 | 0 | 0 | 0 | 0 | 0 | 0 | 0 | 0 | 0 | 0 | 0 | 0 | 0 | 0 | 0 | 0 | 0
[7 empty] | 0 |  | #DIV/0! | 0 | [10 empty] | 0% |  | 0 | 0 | 0 | 0 | 0 | 0 | 0 | 0 | 0 | 0 | 0 | 0 | 0 | 0 | 0 | 0 | 0 | 0 | 0 | 0 | 0 | 0 | 0 | 0
[7 empty] | 0 |  | #DIV/0! | 0 | [10 empty] | 0% |  | 0 | 0 | 0 | 0 | 0 | 0 | 0 | 0 | 0 | 0 | 0 | 0 | 0 | 0 | 0 | 0 | 0 | 0 | 0 | 0 | 0 | 0 | 0 | 0
[7 empty] | 0 |  | #DIV/0! | 0 | [10 empty] | 0% |  | 0 | 0 | 0 | 0 | 0 | 0 | 0 | 0 | 0 | 0 | 0 | 0 | 0 | 0 | 0 | 0 | 0 | 0 | 0 | 0 | 0 | 0 | 0 | 0
[7 empty] | 0 |  | #DIV/0! | 0 | [10 empty] | 0% |  | 0 | 0 | 0 | 0 | 0 | 0 | 0 | 0 | 0 | 0 | 0 | 0 | 0 | 0 | 0 | 0 | 0 | 0 | 0 | 0 | 0 | 0 | 0 | 0
[7 empty] | 0 |  | #DIV/0! | 0 | [10 empty] | 0% |  | 0 | 0 | 0 | 0 | 0 | 0 | 0 | 0 | 0 | 0 | 0 | 0 | 0 | 0 | 0 | 0 | 0 | 0 | 0 | 0 | 0 | 0 | 0 | 0
[7 empty] | 0 |  | #DIV/0! | 0 | [10 empty] | 0% |  | 0 | 0 | 0 | 0 | 0 | 0 | 0 | 0 | 0 | 0 | 0 | 0 | 0 | 0 | 0 | 0 | 0 | 0 | 0 | 0 | 0 | 0 | 0 | 0
[7 empty] | 0 |  | #DIV/0! | 0 | [10 empty] | 0% |  | 0 | 0 | 0 | 0 | 0 | 0 | 0 | 0 | 0 | 0 | 0 | 0 | 0 | 0 | 0 | 0 | 0 | 0 | 0 | 0 | 0 | 0 | 0 | 0
[7 empty] | 0 |  | #DIV/0! | 0 | [10 empty] | 0% |  | 0 | 0 | 0 | 0 | 0 | 0 | 0 | 0 | 0 | 0 | 0 | 0 | 0 | 0 | 0 | 0 | 0 | 0 | 0 | 0 | 0 | 0 | 0 | 0
[7 empty] | 0 |  | #DIV/0! | 0 | [10 empty] | 0% |  | 0 | 0 | 0 | 0 | 0 | 0 | 0 | 0 | 0 | 0 | 0 | 0 | 0 | 0 | 0 | 0 | 0 | 0 | 0 | 0 | 0 | 0 | 0 | 0
[7 empty] | 0 |  | #DIV/0! | 0 | [10 empty] | 0% |  | 0 | 0 | 0 | 0 | 0 | 0 | 0 | 0 | 0 | 0 | 0 | 0 | 0 | 0 | 0 | 0 | 0 | 0 | 0 | 0 | 0 | 0 | 0 | 0
[7 empty] | 0 |  | #DIV/0! | 0 | [10 empty] | 0% |  | 0 | 0 | 0 | 0 | 0 | 0 | 0 | 0 | 0 | 0 | 0 | 0 | 0 | 0 | 0 | 0 | 0 | 0 | 0 | 0 | 0 | 0 | 0 | 0
[7 empty] | 0 |  | #DIV/0! | 0 | [10 empty] | 0% |  | 0 | 0 | 0 | 0 | 0 | 0 | 0 | 0 | 0 | 0 | 0 | 0 | 0 | 0 | 0 | 0 | 0 | 0 | 0 | 0 | 0 | 0 | 0 | 0
[7 empty] | 0 |  | #DIV/0! | 0 | [10 empty] | 0% |  | 0 | 0 | 0 | 0 | 0 | 0 | 0 | 0 | 0 | 0 | 0 | 0 | 0 | 0 | 0 | 0 | 0 | 0 | 0 | 0 | 0 | 0 | 0 | 0
Note on K2: Enter the same building floor area as used for the building description and for other relevant indicators.
Note on AA2: The multiplication of Column H by Column Z in order to account for any replacements needed.
Note on AB2: The multiplication of Column K by Column Z in order to account for any replacements needed. Assumes same costs at time of replacement, which is a simplification.
Note on A3: Select the most relevant option from the drop-down menu
Note on B3: Select the most relevant option from the dropdown menu or add a new option if necessary
Note on C3: Select the most relevant option from the drop down menu, overwrite or add a new entry if necessary
Note on D3: Provide more specific details about the construction material/product being purchased. For example, material type, commercial name etc. This information should provide at least enough information to aid the estimation of split between the different material types in Columns K-S. If a LCA is to be carried out, here is where the description of the most relevant LCI entry should be provided (if an EPD is not available)
Note on E3: Insert the number of units being purchased.
Note on F3: Lots of different units possible: e.g. number of pieces - for components e.g. metres length - for cables; e.g. m2 - for cladding or windows; e.g. m3 - for poured concrete.
Note on G3: Define/assume the factor needed to convert the units in column F into kg. Note that when converting m2 to kg and only the density in kg/m3 is known, an average thickness will need to be assumed as well.
Note on H3: The direct multiplication of Columns E and G
Note on I3: This information is optional but is obviously required if results on cost are to be reported. The values should simply refer to the materials (delivered onsite) and not the labour - which is beyond the scope of indicator 2.1.
Note on J3: The division of the values in Column K by the values in Column H
Note on K3: The direct multiplication of Column E and Column I
Note on M3: Any separately purchased ingredients like sand, gravel, cement, mortar (not plaster), natural stone etc. should also be included here as well.
Note on Q3: Normally only asphalt for paving or asphalt shingles for roofing
Note on T3: Includes plaster used for rendering walls and ceilings as well as plasterboard.
Note on U3: When it is not possible to breakdown the split of constituent materials
Note on X3: Enter the number of years that the material or product is expected to last in the building before it would need to be replaced.
Note on Y3: Calculated by dividing building lifetime (cell Y2) by material/element lifetime (Column X).
Note on AD3: Any separately purchased ingredients like sand, gravel, cement, mortar (not plaster), natural stone etc. should also be included here as well.
Note on AH3: Normally only asphalt for paving or asphalt shingles for roofing
Note on AK3: Includes plaster used for rendering walls and ceilings as well as plasterboard.
Note on AL3: When it is not possible to breakdown the split of constituent materials
Note on AO3: Any separately purchased ingredients like sand, gravel, cement, mortar (not plaster), natural stone etc. should also be included here as well.
Note on AS3: Normally only asphalt for paving or asphalt shingles for roofing
Note on AV3: Includes plaster used for rendering walls and ceilings as well as plasterboard.
Note on AW3: When it is not possible to breakdown the split of constituent materials

## BoM (for construction)
Bill of Quantities/ Materials (for construction)
Breakdown by material type |  |  | Building floor area (m2) | 2500 | Totals check (should =0) | 0
Breakdown by building aspect
| Material total (t) | Material total (%) | Shell | Core | External | Total | Units | Simplified estimate for Construction Waste
Combined total | 3303.75 | 100% | 3285 | 18.75 | 0 | 3303.75 | tonnes |  | Assumed wastage/ over-ordering rate | Assumed waste type | Assumed LoW code | Total CW (t)
Concrete, brick, tile, natural stone, ceramic | 3016.2 | 91.3% | 99.43% | 0.5675% | 0% | 100% | mass % | Concrete, brick, tile, natural stone, ceramic | 15% | Inert | 17 01 01 | 452.43
Wood | 17.8125 | 0.5392% | 405.125 | 30 | 0 | 435.125 | 000 € | Wood | 20% | Non-haz | 17 02 01 | 3.5625
Glass | 64.02 | 1.938% | 93.11% | 6.895% | 0% | 100% | € % | Glass | 15% | Inert | 17 02 02 | 9.603
Plastic | 0.9375 | 0.02838% | Normalised cost (€/m2) |  | Normalised cost (€/t) |  |  | Plastic | 10% | Non-haz | 17 02 03 | 0.09375
Bituminous mixtures | 0 | 0% | 174.05 |  | 131.7064 |  |  | Bituminous mixtures | 5% | Non-haz | 17 03 02 | 0
Metals | 204.78 | 6.198% | Normalised mass (kg/m2) |  |  |  |  | Metals | 8% | Non-haz | 17 04 07 | 16.3824
Insulation materials | 0 | 0% | 1321.5 |  |  |  |  | Insulation materials | 20% | Hazardous | 17 06 05 | 0
Gypsum | 0 | 0% | [5 empty] | Gypsum | 22.5% | Non-haz | 17 08 02 | 0
Mixed | 0 | 0% | [5 empty] | Mixed | 10% | Non-haz | 17 09 04 | 0
Electrical and Electronic Equipment | 0 | 0% | [5 empty] | Electrical and Electronic Equipment | 10% | Hazardous | 16 02 XX or 20 01 XX | 0
[9 empty] | Inert | Non-haz | Hazardous | Total
[8 empty] | Tonnes | 462.033 | 20.0387 | 0 | 482.0716
[8 empty] | % split | 95.84% | 4.157% | 0% | 100%
Note on N4: This table here allows a very simple assumption of the split between inert, non-hazardous and hazardous wastes if users have already entered the bill of quantity/material data and relevant waste codes. All they need to add here is a simple estimated % wastage or over-ordering rate, based on their previous experience. The values entered in the yellow cells are just suggestions and can be altered. Please be aware that these are just assumptions, any inert waste contaminated with dangerous substances could actually become a hazardous waste in real life.

## BoM (for lifetime)
Bill of Quantities/ Materials (for lifetime)
Breakdown by material type |  |  | Building floor area (m2) | 2500 | Totals check (should =0) | 0
Breakdown by building aspect
| Material total (t) | Material total (%) | Shell | Core | External | Total | Units
Combined total | 5869 | 100% | 5794 | 75 | 0 | 5869 | tonnes
Concrete, brick, tile, natural stone, ceramic | 5295.2 | 90.22% | 98.72% | 1.278% | 0% | 100% | mass %
Wood | 71.25 | 1.214% | 768.625 | 120 | 0 | 888.625 | 000 €
Glass | 128.04 | 2.182% | 86.5% | 13.5% | 0% | 100% | € %
Plastic | 3.75 | 0.0639% | Normalised cost (€/m2) |  | Normalised cost (€/t)
Bituminous mixtures | 0 | 0% | 355.45 |  | 151.41
Metals | 370.76 | 6.317% | Normalised mass (kg/m2)
Insulation materials | 0 | 0% | 2347.6
Gypsum | 0 | 0%
Mixed | 0 | 0%
Electrical and Electronic Equipment | 0 | 0%

## Quotations
Purely optional worksheet for: (i) keeping track of different quotations received for the same materials/products for the same project or (ii) contextualising new quotes by comparison of old quotes and purchases from other projects.
Source of quotation / bill | Tier 1 building element | Tier 2 building element | Tier 3 building element | Optional further description of the product/material being purchased | Bill of Quantities (no. of units) | Unit | Conversion factor (kg/unit) | TOTAL (kg) | Cost EUR/unit | Cost EUR/kg | TOTAL cost EUR | Additional details
[8 empty] | 0 |  | #DIV/0! | 0
[8 empty] | 0 |  | #DIV/0! | 0
[8 empty] | 0 |  | #DIV/0! | 0
[8 empty] | 0 |  | #DIV/0! | 0
[8 empty] | 0 |  | #DIV/0! | 0
[8 empty] | 0 |  | #DIV/0! | 0
[8 empty] | 0 |  | #DIV/0! | 0
[8 empty] | 0 |  | #DIV/0! | 0
[8 empty] | 0 |  | #DIV/0! | 0
[8 empty] | 0 |  | #DIV/0! | 0
[8 empty] | 0 |  | #DIV/0! | 0
[8 empty] | 0 |  | #DIV/0! | 0
[8 empty] | 0 |  | #DIV/0! | 0
[8 empty] | 0 |  | #DIV/0! | 0
[8 empty] | 0 |  | #DIV/0! | 0
[8 empty] | 0 |  | #DIV/0! | 0
[8 empty] | 0 |  | #DIV/0! | 0
[8 empty] | 0 |  | #DIV/0! | 0
[8 empty] | 0 |  | #DIV/0! | 0
[8 empty] | 0 |  | #DIV/0! | 0
[8 empty] | 0 |  | #DIV/0! | 0
[8 empty] | 0 |  | #DIV/0! | 0
[8 empty] | 0 |  | #DIV/0! | 0
[8 empty] | 0 |  | #DIV/0! | 0
[8 empty] | 0 |  | #DIV/0! | 0
[8 empty] | 0 |  | #DIV/0! | 0
[8 empty] | 0 |  | #DIV/0! | 0
[8 empty] | 0 |  | #DIV/0! | 0
[8 empty] | 0 |  | #DIV/0! | 0
[8 empty] | 0 |  | #DIV/0! | 0
[8 empty] | 0 |  | #DIV/0! | 0
[8 empty] | 0 |  | #DIV/0! | 0
[8 empty] | 0 |  | #DIV/0! | 0
[8 empty] | 0 |  | #DIV/0! | 0
[8 empty] | 0 |  | #DIV/0! | 0
[8 empty] | 0 |  | #DIV/0! | 0
[8 empty] | 0 |  | #DIV/0! | 0
[8 empty] | 0 |  | #DIV/0! | 0
[8 empty] | 0 |  | #DIV/0! | 0
[8 empty] | 0 |  | #DIV/0! | 0
[8 empty] | 0 |  | #DIV/0! | 0
[8 empty] | 0 |  | #DIV/0! | 0
[8 empty] | 0 |  | #DIV/0! | 0
[8 empty] | 0 |  | #DIV/0! | 0
[8 empty] | 0 |  | #DIV/0! | 0
[8 empty] | 0 |  | #DIV/0! | 0
[8 empty] | 0 |  | #DIV/0! | 0
[8 empty] | 0 |  | #DIV/0! | 0
[8 empty] | 0 |  | #DIV/0! | 0
[8 empty] | 0 |  | #DIV/0! | 0
[8 empty] | 0 |  | #DIV/0! | 0
[8 empty] | 0 |  | #DIV/0! | 0
[8 empty] | 0 |  | #DIV/0! | 0
[8 empty] | 0 |  | #DIV/0! | 0
[8 empty] | 0 |  | #DIV/0! | 0
[8 empty] | 0 |  | #DIV/0! | 0
[8 empty] | 0 |  | #DIV/0! | 0
[8 empty] | 0 |  | #DIV/0! | 0
[8 empty] | 0 |  | #DIV/0! | 0
[8 empty] | 0 |  | #DIV/0! | 0
[8 empty] | 0 |  | #DIV/0! | 0
[8 empty] | 0 |  | #DIV/0! | 0
[8 empty] | 0 |  | #DIV/0! | 0
[8 empty] | 0 |  | #DIV/0! | 0
[8 empty] | 0 |  | #DIV/0! | 0
[8 empty] | 0 |  | #DIV/0! | 0
[8 empty] | 0 |  | #DIV/0! | 0
[8 empty] | 0 |  | #DIV/0! | 0
[8 empty] | 0 |  | #DIV/0! | 0
[8 empty] | 0 |  | #DIV/0! | 0
[8 empty] | 0 |  | #DIV/0! | 0
[8 empty] | 0 |  | #DIV/0! | 0
[8 empty] | 0 |  | #DIV/0! | 0
[8 empty] | 0 |  | #DIV/0! | 0
[8 empty] | 0 |  | #DIV/0! | 0
[8 empty] | 0 |  | #DIV/0! | 0
[8 empty] | 0 |  | #DIV/0! | 0
[8 empty] | 0 |  | #DIV/0! | 0
[8 empty] | 0 |  | #DIV/0! | 0
[8 empty] | 0 |  | #DIV/0! | 0
[8 empty] | 0 |  | #DIV/0! | 0
[8 empty] | 0 |  | #DIV/0! | 0
[8 empty] | 0 |  | #DIV/0! | 0
[8 empty] | 0 |  | #DIV/0! | 0
[8 empty] | 0 |  | #DIV/0! | 0
[8 empty] | 0 |  | #DIV/0! | 0
[8 empty] | 0 |  | #DIV/0! | 0
[8 empty] | 0 |  | #DIV/0! | 0
[8 empty] | 0 |  | #DIV/0! | 0
[8 empty] | 0 |  | #DIV/0! | 0
[8 empty] | 0 |  | #DIV/0! | 0
[8 empty] | 0 |  | #DIV/0! | 0
[8 empty] | 0 |  | #DIV/0! | 0
[8 empty] | 0 |  | #DIV/0! | 0
[8 empty] | 0 |  | #DIV/0! | 0
[8 empty] | 0 |  | #DIV/0! | 0
[8 empty] | 0 |  | #DIV/0! | 0
[8 empty] | 0 |  | #DIV/0! | 0
[8 empty] | 0 |  | #DIV/0! | 0
[8 empty] | 0 |  | #DIV/0! | 0
[8 empty] | 0 |  | #DIV/0! | 0
[8 empty] | 0 |  | #DIV/0! | 0
[8 empty] | 0 |  | #DIV/0! | 0
[8 empty] | 0 |  | #DIV/0! | 0
[8 empty] | 0 |  | #DIV/0! | 0
[8 empty] | 0 |  | #DIV/0! | 0
[8 empty] | 0 |  | #DIV/0! | 0
[8 empty] | 0 |  | #DIV/0! | 0
[8 empty] | 0 |  | #DIV/0! | 0
[8 empty] | 0 |  | #DIV/0! | 0
[8 empty] | 0 |  | #DIV/0! | 0
[8 empty] | 0 |  | #DIV/0! | 0
[8 empty] | 0 |  | #DIV/0! | 0
[8 empty] | 0 |  | #DIV/0! | 0
[8 empty] | 0 |  | #DIV/0! | 0
[8 empty] | 0 |  | #DIV/0! | 0
[8 empty] | 0 |  | #DIV/0! | 0
[8 empty] | 0 |  | #DIV/0! | 0
[8 empty] | 0 |  | #DIV/0! | 0
[8 empty] | 0 |  | #DIV/0! | 0
[8 empty] | 0 |  | #DIV/0! | 0
[8 empty] | 0 |  | #DIV/0! | 0
[8 empty] | 0 |  | #DIV/0! | 0
[8 empty] | 0 |  | #DIV/0! | 0
[8 empty] | 0 |  | #DIV/0! | 0
[8 empty] | 0 |  | #DIV/0! | 0
[8 empty] | 0 |  | #DIV/0! | 0
[8 empty] | 0 |  | #DIV/0! | 0
[8 empty] | 0 |  | #DIV/0! | 0
[8 empty] | 0 |  | #DIV/0! | 0
[8 empty] | 0 |  | #DIV/0! | 0
[8 empty] | 0 |  | #DIV/0! | 0
[8 empty] | 0 |  | #DIV/0! | 0
[8 empty] | 0 |  | #DIV/0! | 0
[8 empty] | 0 |  | #DIV/0! | 0
[8 empty] | 0 |  | #DIV/0! | 0
[8 empty] | 0 |  | #DIV/0! | 0
[8 empty] | 0 |  | #DIV/0! | 0
[8 empty] | 0 |  | #DIV/0! | 0
[8 empty] | 0 |  | #DIV/0! | 0
[8 empty] | 0 |  | #DIV/0! | 0
[8 empty] | 0 |  | #DIV/0! | 0
[8 empty] | 0 |  | #DIV/0! | 0
[8 empty] | 0 |  | #DIV/0! | 0
[8 empty] | 0 |  | #DIV/0! | 0
[8 empty] | 0 |  | #DIV/0! | 0
[8 empty] | 0 |  | #DIV/0! | 0
[8 empty] | 0 |  | #DIV/0! | 0
[8 empty] | 0 |  | #DIV/0! | 0
[8 empty] | 0 |  | #DIV/0! | 0
[8 empty] | 0 |  | #DIV/0! | 0
[8 empty] | 0 |  | #DIV/0! | 0
[8 empty] | 0 |  | #DIV/0! | 0
[8 empty] | 0 |  | #DIV/0! | 0
[8 empty] | 0 |  | #DIV/0! | 0
[8 empty] | 0 |  | #DIV/0! | 0
[8 empty] | 0 |  | #DIV/0! | 0
[8 empty] | 0 |  | #DIV/0! | 0
[8 empty] | 0 |  | #DIV/0! | 0
[8 empty] | 0 |  | #DIV/0! | 0
[8 empty] | 0 |  | #DIV/0! | 0
[8 empty] | 0 |  | #DIV/0! | 0
[8 empty] | 0 |  | #DIV/0! | 0
[8 empty] | 0 |  | #DIV/0! | 0
[8 empty] | 0 |  | #DIV/0! | 0
[8 empty] | 0 |  | #DIV/0! | 0
[8 empty] | 0 |  | #DIV/0! | 0
[8 empty] | 0 |  | #DIV/0! | 0
[8 empty] | 0 |  | #DIV/0! | 0
[8 empty] | 0 |  | #DIV/0! | 0
[8 empty] | 0 |  | #DIV/0! | 0
[8 empty] | 0 |  | #DIV/0! | 0
[8 empty] | 0 |  | #DIV/0! | 0
[8 empty] | 0 |  | #DIV/0! | 0
[8 empty] | 0 |  | #DIV/0! | 0
[8 empty] | 0 |  | #DIV/0! | 0
[8 empty] | 0 |  | #DIV/0! | 0
[8 empty] | 0 |  | #DIV/0! | 0
[8 empty] | 0 |  | #DIV/0! | 0
[8 empty] | 0 |  | #DIV/0! | 0
[8 empty] | 0 |  | #DIV/0! | 0
[8 empty] | 0 |  | #DIV/0! | 0
[8 empty] | 0 |  | #DIV/0! | 0
[8 empty] | 0 |  | #DIV/0! | 0
[8 empty] | 0 |  | #DIV/0! | 0
[8 empty] | 0 |  | #DIV/0! | 0
[8 empty] | 0 |  | #DIV/0! | 0
[8 empty] | 0 |  | #DIV/0! | 0
[8 empty] | 0 |  | #DIV/0! | 0
[8 empty] | 0 |  | #DIV/0! | 0
[8 empty] | 0 |  | #DIV/0! | 0
[8 empty] | 0 |  | #DIV/0! | 0
[8 empty] | 0 |  | #DIV/0! | 0
[8 empty] | 0 |  | #DIV/0! | 0
[8 empty] | 0 |  | #DIV/0! | 0
[8 empty] | 0 |  | #DIV/0! | 0
[8 empty] | 0 |  | #DIV/0! | 0
[8 empty] | 0 |  | #DIV/0! | 0
[8 empty] | 0 |  | #DIV/0! | 0
[8 empty] | 0 |  | #DIV/0! | 0
[8 empty] | 0 |  | #DIV/0! | 0
[8 empty] | 0 |  | #DIV/0! | 0
[8 empty] | 0 |  | #DIV/0! | 0
[8 empty] | 0 |  | #DIV/0! | 0
[8 empty] | 0 |  | #DIV/0! | 0
[8 empty] | 0 |  | #DIV/0! | 0
[8 empty] | 0 |  | #DIV/0! | 0
[8 empty] | 0 |  | #DIV/0! | 0
[8 empty] | 0 |  | #DIV/0! | 0
[8 empty] | 0 |  | #DIV/0! | 0
[8 empty] | 0 |  | #DIV/0! | 0
[8 empty] | 0 |  | #DIV/0! | 0
[8 empty] | 0 |  | #DIV/0! | 0
[8 empty] | 0 |  | #DIV/0! | 0
[8 empty] | 0 |  | #DIV/0! | 0
[8 empty] | 0 |  | #DIV/0! | 0
[8 empty] | 0 |  | #DIV/0! | 0
[8 empty] | 0 |  | #DIV/0! | 0
[8 empty] | 0 |  | #DIV/0! | 0
[8 empty] | 0 |  | #DIV/0! | 0
[8 empty] | 0 |  | #DIV/0! | 0
[8 empty] | 0 |  | #DIV/0! | 0
[8 empty] | 0 |  | #DIV/0! | 0
[8 empty] | 0 |  | #DIV/0! | 0
[8 empty] | 0 |  | #DIV/0! | 0
[8 empty] | 0 |  | #DIV/0! | 0
[8 empty] | 0 |  | #DIV/0! | 0
[8 empty] | 0 |  | #DIV/0! | 0
[8 empty] | 0 |  | #DIV/0! | 0
[8 empty] | 0 |  | #DIV/0! | 0
[8 empty] | 0 |  | #DIV/0! | 0
[8 empty] | 0 |  | #DIV/0! | 0
[8 empty] | 0 |  | #DIV/0! | 0
[8 empty] | 0 |  | #DIV/0! | 0
[8 empty] | 0 |  | #DIV/0! | 0
[8 empty] | 0 |  | #DIV/0! | 0
[8 empty] | 0 |  | #DIV/0! | 0
[8 empty] | 0 |  | #DIV/0! | 0
[8 empty] | 0 |  | #DIV/0! | 0
[8 empty] | 0 |  | #DIV/0! | 0
[8 empty] | 0 |  | #DIV/0! | 0
[8 empty] | 0 |  | #DIV/0! | 0
[8 empty] | 0 |  | #DIV/0! | 0
[8 empty] | 0 |  | #DIV/0! | 0
[8 empty] | 0 |  | #DIV/0! | 0
[8 empty] | 0 |  | #DIV/0! | 0
[8 empty] | 0 |  | #DIV/0! | 0
[8 empty] | 0 |  | #DIV/0! | 0
[8 empty] | 0 |  | #DIV/0! | 0
[8 empty] | 0 |  | #DIV/0! | 0
[8 empty] | 0 |  | #DIV/0! | 0
[8 empty] | 0 |  | #DIV/0! | 0
[8 empty] | 0 |  | #DIV/0! | 0
[8 empty] | 0 |  | #DIV/0! | 0
[8 empty] | 0 |  | #DIV/0! | 0
[8 empty] | 0 |  | #DIV/0! | 0
[8 empty] | 0 |  | #DIV/0! | 0
[8 empty] | 0 |  | #DIV/0! | 0
[8 empty] | 0 |  | #DIV/0! | 0
[8 empty] | 0 |  | #DIV/0! | 0
[8 empty] | 0 |  | #DIV/0! | 0
[8 empty] | 0 |  | #DIV/0! | 0
[8 empty] | 0 |  | #DIV/0! | 0
[8 empty] | 0 |  | #DIV/0! | 0
[8 empty] | 0 |  | #DIV/0! | 0
[8 empty] | 0 |  | #DIV/0! | 0
[8 empty] | 0 |  | #DIV/0! | 0
[8 empty] | 0 |  | #DIV/0! | 0
[8 empty] | 0 |  | #DIV/0! | 0
[8 empty] | 0 |  | #DIV/0! | 0
[8 empty] | 0 |  | #DIV/0! | 0
[8 empty] | 0 |  | #DIV/0! | 0
[8 empty] | 0 |  | #DIV/0! | 0
[8 empty] | 0 |  | #DIV/0! | 0
[8 empty] | 0 |  | #DIV/0! | 0
[8 empty] | 0 |  | #DIV/0! | 0
[8 empty] | 0 |  | #DIV/0! | 0
[8 empty] | 0 |  | #DIV/0! | 0
[8 empty] | 0 |  | #DIV/0! | 0
[8 empty] | 0 |  | #DIV/0! | 0
[8 empty] | 0 |  | #DIV/0! | 0
[8 empty] | 0 |  | #DIV/0! | 0
[8 empty] | 0 |  | #DIV/0! | 0
[8 empty] | 0 |  | #DIV/0! | 0
[8 empty] | 0 |  | #DIV/0! | 0
[8 empty] | 0 |  | #DIV/0! | 0
[8 empty] | 0 |  | #DIV/0! | 0
[8 empty] | 0 |  | #DIV/0! | 0
[8 empty] | 0 |  | #DIV/0! | 0
[8 empty] | 0 |  | #DIV/0! | 0
[8 empty] | 0 |  | #DIV/0! | 0
[8 empty] | 0 |  | #DIV/0! | 0
[8 empty] | 0 |  | #DIV/0! | 0
[8 empty] | 0 |  | #DIV/0! | 0
[8 empty] | 0 |  | #DIV/0! | 0
[8 empty] | 0 |  | #DIV/0! | 0
[8 empty] | 0 |  | #DIV/0! | 0
[8 empty] | 0 |  | #DIV/0! | 0
[8 empty] | 0 |  | #DIV/0! | 0
[8 empty] | 0 |  | #DIV/0! | 0
[8 empty] | 0 |  | #DIV/0! | 0
[8 empty] | 0 |  | #DIV/0! | 0
[8 empty] | 0 |  | #DIV/0! | 0
[8 empty] | 0 |  | #DIV/0! | 0
[8 empty] | 0 |  | #DIV/0! | 0
[8 empty] | 0 |  | #DIV/0! | 0
[8 empty] | 0 |  | #DIV/0! | 0
[8 empty] | 0 |  | #DIV/0! | 0
[8 empty] | 0 |  | #DIV/0! | 0
[8 empty] | 0 |  | #DIV/0! | 0
[8 empty] | 0 |  | #DIV/0! | 0
[8 empty] | 0 |  | #DIV/0! | 0
[8 empty] | 0 |  | #DIV/0! | 0
[8 empty] | 0 |  | #DIV/0! | 0
[8 empty] | 0 |  | #DIV/0! | 0
[8 empty] | 0 |  | #DIV/0! | 0
[8 empty] | 0 |  | #DIV/0! | 0
[8 empty] | 0 |  | #DIV/0! | 0
[8 empty] | 0 |  | #DIV/0! | 0
[8 empty] | 0 |  | #DIV/0! | 0
[8 empty] | 0 |  | #DIV/0! | 0
[8 empty] | 0 |  | #DIV/0! | 0
[8 empty] | 0 |  | #DIV/0! | 0
[8 empty] | 0 |  | #DIV/0! | 0
[8 empty] | 0 |  | #DIV/0! | 0
[8 empty] | 0 |  | #DIV/0! | 0
[8 empty] | 0 |  | #DIV/0! | 0
[8 empty] | 0 |  | #DIV/0! | 0
[8 empty] | 0 |  | #DIV/0! | 0
[8 empty] | 0 |  | #DIV/0! | 0
[8 empty] | 0 |  | #DIV/0! | 0
[8 empty] | 0 |  | #DIV/0! | 0
[8 empty] | 0 |  | #DIV/0! | 0
[8 empty] | 0 |  | #DIV/0! | 0
[8 empty] | 0 |  | #DIV/0! | 0
[8 empty] | 0 |  | #DIV/0! | 0
[8 empty] | 0 |  | #DIV/0! | 0
[8 empty] | 0 |  | #DIV/0! | 0
[8 empty] | 0 |  | #DIV/0! | 0
[8 empty] | 0 |  | #DIV/0! | 0
[8 empty] | 0 |  | #DIV/0! | 0
[8 empty] | 0 |  | #DIV/0! | 0
[8 empty] | 0 |  | #DIV/0! | 0
[8 empty] | 0 |  | #DIV/0! | 0
[8 empty] | 0 |  | #DIV/0! | 0
[8 empty] | 0 |  | #DIV/0! | 0
[8 empty] | 0 |  | #DIV/0! | 0
[8 empty] | 0 |  | #DIV/0! | 0
[8 empty] | 0 |  | #DIV/0! | 0
[8 empty] | 0 |  | #DIV/0! | 0
[8 empty] | 0 |  | #DIV/0! | 0
[8 empty] | 0 |  | #DIV/0! | 0
[8 empty] | 0 |  | #DIV/0! | 0
[8 empty] | 0 |  | #DIV/0! | 0
[8 empty] | 0 |  | #DIV/0! | 0
[8 empty] | 0 |  | #DIV/0! | 0
[8 empty] | 0 |  | #DIV/0! | 0
[8 empty] | 0 |  | #DIV/0! | 0
[8 empty] | 0 |  | #DIV/0! | 0
[8 empty] | 0 |  | #DIV/0! | 0
[8 empty] | 0 |  | #DIV/0! | 0
[8 empty] | 0 |  | #DIV/0! | 0
[8 empty] | 0 |  | #DIV/0! | 0
[8 empty] | 0 |  | #DIV/0! | 0
[8 empty] | 0 |  | #DIV/0! | 0
[8 empty] | 0 |  | #DIV/0! | 0
[8 empty] | 0 |  | #DIV/0! | 0
[8 empty] | 0 |  | #DIV/0! | 0
[8 empty] | 0 |  | #DIV/0! | 0
[8 empty] | 0 |  | #DIV/0! | 0
[8 empty] | 0 |  | #DIV/0! | 0
[8 empty] | 0 |  | #DIV/0! | 0
[8 empty] | 0 |  | #DIV/0! | 0
[8 empty] | 0 |  | #DIV/0! | 0
[8 empty] | 0 |  | #DIV/0! | 0
[8 empty] | 0 |  | #DIV/0! | 0
[8 empty] | 0 |  | #DIV/0! | 0
[8 empty] | 0 |  | #DIV/0! | 0
[8 empty] | 0 |  | #DIV/0! | 0
[8 empty] | 0 |  | #DIV/0! | 0
[8 empty] | 0 |  | #DIV/0! | 0
[8 empty] | 0 |  | #DIV/0! | 0
[8 empty] | 0 |  | #DIV/0! | 0
[8 empty] | 0 |  | #DIV/0! | 0
[8 empty] | 0 |  | #DIV/0! | 0
[8 empty] | 0 |  | #DIV/0! | 0
[8 empty] | 0 |  | #DIV/0! | 0
[8 empty] | 0 |  | #DIV/0! | 0
[8 empty] | 0 |  | #DIV/0! | 0
[8 empty] | 0 |  | #DIV/0! | 0
[8 empty] | 0 |  | #DIV/0! | 0
[8 empty] | 0 |  | #DIV/0! | 0
[8 empty] | 0 |  | #DIV/0! | 0
[8 empty] | 0 |  | #DIV/0! | 0
[8 empty] | 0 |  | #DIV/0! | 0
[8 empty] | 0 |  | #DIV/0! | 0
[8 empty] | 0 |  | #DIV/0! | 0
[8 empty] | 0 |  | #DIV/0! | 0
[8 empty] | 0 |  | #DIV/0! | 0
[8 empty] | 0 |  | #DIV/0! | 0
[8 empty] | 0 |  | #DIV/0! | 0
[8 empty] | 0 |  | #DIV/0! | 0
[8 empty] | 0 |  | #DIV/0! | 0
[8 empty] | 0 |  | #DIV/0! | 0
[8 empty] | 0 |  | #DIV/0! | 0
[8 empty] | 0 |  | #DIV/0! | 0
[8 empty] | 0 |  | #DIV/0! | 0
[8 empty] | 0 |  | #DIV/0! | 0
[8 empty] | 0 |  | #DIV/0! | 0
[8 empty] | 0 |  | #DIV/0! | 0
[8 empty] | 0 |  | #DIV/0! | 0
[8 empty] | 0 |  | #DIV/0! | 0
[8 empty] | 0 |  | #DIV/0! | 0
[8 empty] | 0 |  | #DIV/0! | 0
[8 empty] | 0 |  | #DIV/0! | 0
[8 empty] | 0 |  | #DIV/0! | 0
[8 empty] | 0 |  | #DIV/0! | 0
[8 empty] | 0 |  | #DIV/0! | 0
[8 empty] | 0 |  | #DIV/0! | 0
[8 empty] | 0 |  | #DIV/0! | 0
[8 empty] | 0 |  | #DIV/0! | 0
[8 empty] | 0 |  | #DIV/0! | 0
[8 empty] | 0 |  | #DIV/0! | 0
[8 empty] | 0 |  | #DIV/0! | 0
[8 empty] | 0 |  | #DIV/0! | 0
[8 empty] | 0 |  | #DIV/0! | 0
[8 empty] | 0 |  | #DIV/0! | 0
[8 empty] | 0 |  | #DIV/0! | 0
[8 empty] | 0 |  | #DIV/0! | 0
[8 empty] | 0 |  | #DIV/0! | 0
[8 empty] | 0 |  | #DIV/0! | 0
[8 empty] | 0 |  | #DIV/0! | 0
[8 empty] | 0 |  | #DIV/0! | 0
[8 empty] | 0 |  | #DIV/0! | 0
[8 empty] | 0 |  | #DIV/0! | 0
[8 empty] | 0 |  | #DIV/0! | 0
[8 empty] | 0 |  | #DIV/0! | 0
[8 empty] | 0 |  | #DIV/0! | 0
[8 empty] | 0 |  | #DIV/0! | 0
[8 empty] | 0 |  | #DIV/0! | 0
[8 empty] | 0 |  | #DIV/0! | 0
[8 empty] | 0 |  | #DIV/0! | 0
[8 empty] | 0 |  | #DIV/0! | 0
[8 empty] | 0 |  | #DIV/0! | 0
[8 empty] | 0 |  | #DIV/0! | 0
[8 empty] | 0 |  | #DIV/0! | 0
[8 empty] | 0 |  | #DIV/0! | 0
[8 empty] | 0 |  | #DIV/0! | 0
[8 empty] | 0 |  | #DIV/0! | 0
[8 empty] | 0 |  | #DIV/0! | 0
[8 empty] | 0 |  | #DIV/0! | 0
[8 empty] | 0 |  | #DIV/0! | 0
[8 empty] | 0 |  | #DIV/0! | 0
[8 empty] | 0 |  | #DIV/0! | 0
[8 empty] | 0 |  | #DIV/0! | 0
[8 empty] | 0 |  | #DIV/0! | 0
[8 empty] | 0 |  | #DIV/0! | 0
[8 empty] | 0 |  | #DIV/0! | 0
[8 empty] | 0 |  | #DIV/0! | 0
[8 empty] | 0 |  | #DIV/0! | 0
[8 empty] | 0 |  | #DIV/0! | 0
[8 empty] | 0 |  | #DIV/0! | 0
[8 empty] | 0 |  | #DIV/0! | 0
[8 empty] | 0 |  | #DIV/0! | 0
[8 empty] | 0 |  | #DIV/0! | 0
[8 empty] | 0 |  | #DIV/0! | 0
[8 empty] | 0 |  | #DIV/0! | 0
[8 empty] | 0 |  | #DIV/0! | 0
[8 empty] | 0 |  | #DIV/0! | 0
[8 empty] | 0 |  | #DIV/0! | 0
[8 empty] | 0 |  | #DIV/0! | 0
[8 empty] | 0 |  | #DIV/0! | 0
[8 empty] | 0 |  | #DIV/0! | 0
[8 empty] | 0 |  | #DIV/0! | 0
[8 empty] | 0 |  | #DIV/0! | 0
[8 empty] | 0 |  | #DIV/0! | 0
[8 empty] | 0 |  | #DIV/0! | 0
[8 empty] | 0 |  | #DIV/0! | 0
[8 empty] | 0 |  | #DIV/0! | 0
[8 empty] | 0 |  | #DIV/0! | 0
[8 empty] | 0 |  | #DIV/0! | 0
[8 empty] | 0 |  | #DIV/0! | 0
[8 empty] | 0 |  | #DIV/0! | 0
[8 empty] | 0 |  | #DIV/0! | 0
[8 empty] | 0 |  | #DIV/0! | 0
[8 empty] | 0 |  | #DIV/0! | 0
[8 empty] | 0 |  | #DIV/0! | 0
[8 empty] | 0 |  | #DIV/0! | 0
[8 empty] | 0 |  | #DIV/0! | 0
[8 empty] | 0 |  | #DIV/0! | 0
[8 empty] | 0 |  | #DIV/0! | 0
[8 empty] | 0 |  | #DIV/0! | 0
[8 empty] | 0 |  | #DIV/0! | 0
[8 empty] | 0 |  | #DIV/0! | 0
[8 empty] | 0 |  | #DIV/0! | 0
[8 empty] | 0 |  | #DIV/0! | 0
[8 empty] | 0 |  | #DIV/0! | 0
[8 empty] | 0 |  | #DIV/0! | 0
[8 empty] | 0 |  | #DIV/0! | 0
[8 empty] | 0 |  | #DIV/0! | 0
[8 empty] | 0 |  | #DIV/0! | 0
[8 empty] | 0 |  | #DIV/0! | 0
[8 empty] | 0 |  | #DIV/0! | 0
[8 empty] | 0 |  | #DIV/0! | 0
[8 empty] | 0 |  | #DIV/0! | 0
[8 empty] | 0 |  | #DIV/0! | 0
[8 empty] | 0 |  | #DIV/0! | 0
[8 empty] | 0 |  | #DIV/0! | 0
[8 empty] | 0 |  | #DIV/0! | 0
[8 empty] | 0 |  | #DIV/0! | 0
[8 empty] | 0 |  | #DIV/0! | 0
[8 empty] | 0 |  | #DIV/0! | 0
[8 empty] | 0 |  | #DIV/0! | 0
[8 empty] | 0 |  | #DIV/0! | 0
[8 empty] | 0 |  | #DIV/0! | 0
[8 empty] | 0 |  | #DIV/0! | 0
[8 empty] | 0 |  | #DIV/0! | 0
[8 empty] | 0 |  | #DIV/0! | 0
[8 empty] | 0 |  | #DIV/0! | 0
[8 empty] | 0 |  | #DIV/0! | 0
[8 empty] | 0 |  | #DIV/0! | 0
[8 empty] | 0 |  | #DIV/0! | 0
[8 empty] | 0 |  | #DIV/0! | 0
[8 empty] | 0 |  | #DIV/0! | 0
[8 empty] | 0 |  | #DIV/0! | 0
[8 empty] | 0 |  | #DIV/0! | 0
[8 empty] | 0 |  | #DIV/0! | 0
[8 empty] | 0 |  | #DIV/0! | 0
[8 empty] | 0 |  | #DIV/0! | 0
[8 empty] | 0 |  | #DIV/0! | 0
[8 empty] | 0 |  | #DIV/0! | 0
[8 empty] | 0 |  | #DIV/0! | 0
[8 empty] | 0 |  | #DIV/0! | 0
[8 empty] | 0 |  | #DIV/0! | 0
[8 empty] | 0 |  | #DIV/0! | 0
[8 empty] | 0 |  | #DIV/0! | 0
[8 empty] | 0 |  | #DIV/0! | 0
[8 empty] | 0 |  | #DIV/0! | 0
[8 empty] | 0 |  | #DIV/0! | 0
[8 empty] | 0 |  | #DIV/0! | 0
[8 empty] | 0 |  | #DIV/0! | 0
[8 empty] | 0 |  | #DIV/0! | 0
[8 empty] | 0 |  | #DIV/0! | 0
[8 empty] | 0 |  | #DIV/0! | 0
[8 empty] | 0 |  | #DIV/0! | 0
[8 empty] | 0 |  | #DIV/0! | 0
[8 empty] | 0 |  | #DIV/0! | 0
[8 empty] | 0 |  | #DIV/0! | 0
[8 empty] | 0 |  | #DIV/0! | 0
[8 empty] | 0 |  | #DIV/0! | 0
[8 empty] | 0 |  | #DIV/0! | 0
[8 empty] | 0 |  | #DIV/0! | 0
[8 empty] | 0 |  | #DIV/0! | 0
[8 empty] | 0 |  | #DIV/0! | 0
[8 empty] | 0 |  | #DIV/0! | 0
[8 empty] | 0 |  | #DIV/0! | 0
[8 empty] | 0 |  | #DIV/0! | 0
[8 empty] | 0 |  | #DIV/0! | 0
[8 empty] | 0 |  | #DIV/0! | 0
[8 empty] | 0 |  | #DIV/0! | 0
[8 empty] | 0 |  | #DIV/0! | 0
[8 empty] | 0 |  | #DIV/0! | 0
[8 empty] | 0 |  | #DIV/0! | 0
[8 empty] | 0 |  | #DIV/0! | 0
[8 empty] | 0 |  | #DIV/0! | 0
[8 empty] | 0 |  | #DIV/0! | 0
[8 empty] | 0 |  | #DIV/0! | 0
[8 empty] | 0 |  | #DIV/0! | 0
[8 empty] | 0 |  | #DIV/0! | 0
[8 empty] | 0 |  | #DIV/0! | 0
[8 empty] | 0 |  | #DIV/0! | 0
[8 empty] | 0 |  | #DIV/0! | 0
[8 empty] | 0 |  | #DIV/0! | 0
[8 empty] | 0 |  | #DIV/0! | 0
[8 empty] | 0 |  | #DIV/0! | 0
[8 empty] | 0 |  | #DIV/0! | 0
[8 empty] | 0 |  | #DIV/0! | 0
[8 empty] | 0 |  | #DIV/0! | 0
[8 empty] | 0 |  | #DIV/0! | 0
[8 empty] | 0 |  | #DIV/0! | 0
[8 empty] | 0 |  | #DIV/0! | 0
[8 empty] | 0 |  | #DIV/0! | 0
[8 empty] | 0 |  | #DIV/0! | 0
[8 empty] | 0 |  | #DIV/0! | 0
[8 empty] | 0 |  | #DIV/0! | 0
[8 empty] | 0 |  | #DIV/0! | 0
[8 empty] | 0 |  | #DIV/0! | 0
[8 empty] | 0 |  | #DIV/0! | 0
[8 empty] | 0 |  | #DIV/0! | 0
[8 empty] | 0 |  | #DIV/0! | 0
[8 empty] | 0 |  | #DIV/0! | 0
[8 empty] | 0 |  | #DIV/0! | 0
[8 empty] | 0 |  | #DIV/0! | 0
[8 empty] | 0 |  | #DIV/0! | 0
[8 empty] | 0 |  | #DIV/0! | 0
[8 empty] | 0 |  | #DIV/0! | 0
[8 empty] | 0 |  | #DIV/0! | 0
[8 empty] | 0 |  | #DIV/0! | 0
[8 empty] | 0 |  | #DIV/0! | 0
[8 empty] | 0 |  | #DIV/0! | 0
[8 empty] | 0 |  | #DIV/0! | 0
[8 empty] | 0 |  | #DIV/0! | 0
[8 empty] | 0 |  | #DIV/0! | 0
[8 empty] | 0 |  | #DIV/0! | 0
[8 empty] | 0 |  | #DIV/0! | 0
[8 empty] | 0 |  | #DIV/0! | 0
[8 empty] | 0 |  | #DIV/0! | 0
[8 empty] | 0 |  | #DIV/0! | 0
[8 empty] | 0 |  | #DIV/0! | 0
[8 empty] | 0 |  | #DIV/0! | 0
[8 empty] | 0 |  | #DIV/0! | 0
[8 empty] | 0 |  | #DIV/0! | 0
[8 empty] | 0 |  | #DIV/0! | 0
[8 empty] | 0 |  | #DIV/0! | 0
[8 empty] | 0 |  | #DIV/0! | 0
[8 empty] | 0 |  | #DIV/0! | 0
[8 empty] | 0 |  | #DIV/0! | 0
[8 empty] | 0 |  | #DIV/0! | 0
[8 empty] | 0 |  | #DIV/0! | 0
[8 empty] | 0 |  | #DIV/0! | 0
[8 empty] | 0 |  | #DIV/0! | 0
[8 empty] | 0 |  | #DIV/0! | 0
[8 empty] | 0 |  | #DIV/0! | 0
[8 empty] | 0 |  | #DIV/0! | 0
[8 empty] | 0 |  | #DIV/0! | 0
[8 empty] | 0 |  | #DIV/0! | 0
[8 empty] | 0 |  | #DIV/0! | 0
[8 empty] | 0 |  | #DIV/0! | 0
[8 empty] | 0 |  | #DIV/0! | 0
[8 empty] | 0 |  | #DIV/0! | 0
[8 empty] | 0 |  | #DIV/0! | 0
[8 empty] | 0 |  | #DIV/0! | 0
[8 empty] | 0 |  | #DIV/0! | 0
[8 empty] | 0 |  | #DIV/0! | 0
[8 empty] | 0 |  | #DIV/0! | 0
[8 empty] | 0 |  | #DIV/0! | 0
[8 empty] | 0 |  | #DIV/0! | 0
[8 empty] | 0 |  | #DIV/0! | 0
[8 empty] | 0 |  | #DIV/0! | 0
[8 empty] | 0 |  | #DIV/0! | 0
[8 empty] | 0 |  | #DIV/0! | 0
[8 empty] | 0 |  | #DIV/0! | 0
[8 empty] | 0 |  | #DIV/0! | 0
[8 empty] | 0 |  | #DIV/0! | 0
[8 empty] | 0 |  | #DIV/0! | 0
[8 empty] | 0 |  | #DIV/0! | 0
[8 empty] | 0 |  | #DIV/0! | 0
[8 empty] | 0 |  | #DIV/0! | 0
[8 empty] | 0 |  | #DIV/0! | 0
[8 empty] | 0 |  | #DIV/0! | 0
[8 empty] | 0 |  | #DIV/0! | 0
[8 empty] | 0 |  | #DIV/0! | 0
[8 empty] | 0 |  | #DIV/0! | 0
[8 empty] | 0 |  | #DIV/0! | 0
[8 empty] | 0 |  | #DIV/0! | 0
[8 empty] | 0 |  | #DIV/0! | 0
[8 empty] | 0 |  | #DIV/0! | 0
[8 empty] | 0 |  | #DIV/0! | 0
[8 empty] | 0 |  | #DIV/0! | 0
[8 empty] | 0 |  | #DIV/0! | 0
[8 empty] | 0 |  | #DIV/0! | 0
[8 empty] | 0 |  | #DIV/0! | 0
[8 empty] | 0 |  | #DIV/0! | 0
[8 empty] | 0 |  | #DIV/0! | 0
[8 empty] | 0 |  | #DIV/0! | 0
[8 empty] | 0 |  | #DIV/0! | 0
[8 empty] | 0 |  | #DIV/0! | 0
[8 empty] | 0 |  | #DIV/0! | 0
[8 empty] | 0 |  | #DIV/0! | 0
[8 empty] | 0 |  | #DIV/0! | 0
[8 empty] | 0 |  | #DIV/0! | 0
[8 empty] | 0 |  | #DIV/0! | 0
[8 empty] | 0 |  | #DIV/0! | 0
[8 empty] | 0 |  | #DIV/0! | 0
[8 empty] | 0 |  | #DIV/0! | 0
[8 empty] | 0 |  | #DIV/0! | 0
[8 empty] | 0 |  | #DIV/0! | 0
[8 empty] | 0 |  | #DIV/0! | 0
[8 empty] | 0 |  | #DIV/0! | 0
[8 empty] | 0 |  | #DIV/0! | 0
[8 empty] | 0 |  | #DIV/0! | 0
[8 empty] | 0 |  | #DIV/0! | 0
[8 empty] | 0 |  | #DIV/0! | 0
[8 empty] | 0 |  | #DIV/0! | 0
[8 empty] | 0 |  | #DIV/0! | 0
[8 empty] | 0 |  | #DIV/0! | 0
[8 empty] | 0 |  | #DIV/0! | 0
[8 empty] | 0 |  | #DIV/0! | 0
[8 empty] | 0 |  | #DIV/0! | 0
[8 empty] | 0 |  | #DIV/0! | 0
[8 empty] | 0 |  | #DIV/0! | 0
[8 empty] | 0 |  | #DIV/0! | 0
[8 empty] | 0 |  | #DIV/0! | 0
[8 empty] | 0 |  | #DIV/0! | 0
[8 empty] | 0 |  | #DIV/0! | 0
[8 empty] | 0 |  | #DIV/0! | 0
Note on A3: For example the name of the company, the relevant project and year.
Note on B3: Select the most relevant option from the drop-down menu
Note on C3: Select the most relevant option from the dropdown menu or add a new option if necessary
Note on D3: Select the most relevant option from the drop down menu, overwrite or add a new entry if necessary
Note on E3: Provide more specific details about the construction material/product being purchased. For example, material type, commercial name etc. If a LCA is to be carried out, here is where the description of the most relevant LCI entry should be provided (if an EPD is not available)
Note on F3: Insert the number of units being purchased.
Note on G3: Lots of different units possible: e.g. number of pieces for components e.g. metres length for cables; e.g. m2 for cladding or windows; e.g. m3 for concrete walling.
Note on H3: Define/assume the factor needed to convert the units in column F into kg. Note that when converting m2 to kg and only the desnity in kg/m3 is known, an average thickness will need to be assumed as well.
Note on I3: The direct multiplication of Columns F and H
Note on J3: This information is optional but is obviously required if results on cost are to be reported. The values should simply refer to the materials (delivered onsite) and not the labour - which is beyond the scope of indicator 2.1.
Note on K3: The division of the values in Column L by the values in Column I
Note on L3: The direct multiplication of Column F and Column J
Note on M3: For example if prices are inclusive of VAT, if they include delivery to site and if any labour costs might also be included.